## Land-Based Wind
Key1 | Key2 | Key3 | KeyCombined | 2020 | 2021 | 2022 | 2023 | 2024 | 2025 | 2026 | 2027 | 2028 | 2029 | 2030 | 2031 | 2032 | 2033 | 2034 | 2035 | 2036 | 2037 | 2038 | 2039 | 2040 | 2041 | 2042 | 2043 | 2044 | 2045 | 2046 | 2047 | 2048 | 2049 | 2050
Assumptions | Inflation Rate | * | Assumptions ¦ Inflation Rate ¦ * | 0.025 | 0.025 | 0.025 | 0.025 | 0.025 | 0.025 | 0.025 | 0.025 | 0.025 | 0.025 | 0.025 | 0.025 | 0.025 | 0.025 | 0.025 | 0.025 | 0.025 | 0.025 | 0.025 | 0.025 | 0.025 | 0.025 | 0.025 | 0.025 | 0.025 | 0.025 | 0.025 | 0.025 | 0.025 | 0.025 | 0.025
Assumptions | Interest Rate Nominal | Advanced | Assumptions ¦ Interest Rate Nominal ¦ Advanced | 0.04 | 0.04 | 0.04 | 0.04 | 0.04 | 0.04 | 0.042 | 0.044 | 0.046 | 0.048 | 0.05 | 0.05 | 0.05 | 0.05 | 0.05 | 0.05 | 0.05 | 0.05 | 0.05 | 0.05 | 0.05 | 0.05 | 0.05 | 0.05 | 0.05 | 0.05 | 0.05 | 0.05 | 0.05 | 0.05 | 0.05
Assumptions | Interest Rate Nominal | Moderate | Assumptions ¦ Interest Rate Nominal ¦ Moderate | 0.04 | 0.04 | 0.04 | 0.04 | 0.04 | 0.04 | 0.042 | 0.044 | 0.046 | 0.048 | 0.05 | 0.05 | 0.05 | 0.05 | 0.05 | 0.05 | 0.05 | 0.05 | 0.05 | 0.05 | 0.05 | 0.05 | 0.05 | 0.05 | 0.05 | 0.05 | 0.05 | 0.05 | 0.05 | 0.05 | 0.05
Assumptions | Interest Rate Nominal | Conservative | Assumptions ¦ Interest Rate Nominal ¦ Conservative | 0.04 | 0.04 | 0.04 | 0.04 | 0.04 | 0.04 | 0.042 | 0.044 | 0.046 | 0.048 | 0.05 | 0.05 | 0.05 | 0.05 | 0.05 | 0.05 | 0.05 | 0.05 | 0.05 | 0.05 | 0.05 | 0.05 | 0.05 | 0.05 | 0.05 | 0.05 | 0.05 | 0.05 | 0.05 | 0.05 | 0.05
Assumptions | Calculated Interest Rate Real | Advanced | Assumptions ¦ Calculated Interest Rate Real ¦ Advanced | 0.014634 | 0.014634 | 0.014634 | 0.014634 | 0.014634 | 0.014634 | 0.016585 | 0.018537 | 0.020488 | 0.022439 | 0.02439 | 0.02439 | 0.02439 | 0.02439 | 0.02439 | 0.02439 | 0.02439 | 0.02439 | 0.02439 | 0.02439 | 0.02439 | 0.02439 | 0.02439 | 0.02439 | 0.02439 | 0.02439 | 0.02439 | 0.02439 | 0.02439 | 0.02439 | 0.02439
Assumptions | Calculated Interest Rate Real | Moderate | Assumptions ¦ Calculated Interest Rate Real ¦ Moderate | 0.014634 | 0.014634 | 0.014634 | 0.014634 | 0.014634 | 0.014634 | 0.016585 | 0.018537 | 0.020488 | 0.022439 | 0.02439 | 0.02439 | 0.02439 | 0.02439 | 0.02439 | 0.02439 | 0.02439 | 0.02439 | 0.02439 | 0.02439 | 0.02439 | 0.02439 | 0.02439 | 0.02439 | 0.02439 | 0.02439 | 0.02439 | 0.02439 | 0.02439 | 0.02439 | 0.02439
Assumptions | Calculated Interest Rate Real | Conservative | Assumptions ¦ Calculated Interest Rate Real ¦ Conservative | 0.014634 | 0.014634 | 0.014634 | 0.014634 | 0.014634 | 0.014634 | 0.016585 | 0.018537 | 0.020488 | 0.022439 | 0.02439 | 0.02439 | 0.02439 | 0.02439 | 0.02439 | 0.02439 | 0.02439 | 0.02439 | 0.02439 | 0.02439 | 0.02439 | 0.02439 | 0.02439 | 0.02439 | 0.02439 | 0.02439 | 0.02439 | 0.02439 | 0.02439 | 0.02439 | 0.02439
Assumptions | Interest During Construction - Nominal | * | Assumptions ¦ Interest During Construction - Nominal ¦ * | 0.035 | 0.035 | 0.035 | 0.035 | 0.035 | 0.035 | 0.037 | 0.039 | 0.041 | 0.043 | 0.045 | 0.045 | 0.045 | 0.045 | 0.045 | 0.045 | 0.045 | 0.045 | 0.045 | 0.045 | 0.045 | 0.045 | 0.045 | 0.045 | 0.045 | 0.045 | 0.045 | 0.045 | 0.045 | 0.045 | 0.045
Assumptions | Rate of Return on Equity Nominal | Advanced | Assumptions ¦ Rate of Return on Equity Nominal ¦ Advanced | 0.09 | 0.09 | 0.09 | 0.09 | 0.09 | 0.09 | 0.09 | 0.09 | 0.09 | 0.09 | 0.09 | 0.09 | 0.09 | 0.09 | 0.09 | 0.09 | 0.09 | 0.09 | 0.09 | 0.09 | 0.09 | 0.09 | 0.09 | 0.09 | 0.09 | 0.09 | 0.09 | 0.09 | 0.09 | 0.09 | 0.09
Assumptions | Rate of Return on Equity Nominal | Moderate | Assumptions ¦ Rate of Return on Equity Nominal ¦ Moderate | 0.09 | 0.09 | 0.09 | 0.09 | 0.09 | 0.09 | 0.09 | 0.09 | 0.09 | 0.09 | 0.09 | 0.09 | 0.09 | 0.09 | 0.09 | 0.09 | 0.09 | 0.09 | 0.09 | 0.09 | 0.09 | 0.09 | 0.09 | 0.09 | 0.09 | 0.09 | 0.09 | 0.09 | 0.09 | 0.09 | 0.09
Assumptions | Rate of Return on Equity Nominal | Conservative | Assumptions ¦ Rate of Return on Equity Nominal ¦ Conservative | 0.09 | 0.09 | 0.09 | 0.09 | 0.09 | 0.09 | 0.09 | 0.09 | 0.09 | 0.09 | 0.09 | 0.09 | 0.09 | 0.09 | 0.09 | 0.09 | 0.09 | 0.09 | 0.09 | 0.09 | 0.09 | 0.09 | 0.09 | 0.09 | 0.09 | 0.09 | 0.09 | 0.09 | 0.09 | 0.09 | 0.09
Assumptions | Calculated Rate of Return on Equity Real | Advanced | Assumptions ¦ Calculated Rate of Return on Equity Real ¦ Advanced | 0.063415 | 0.063415 | 0.063415 | 0.063415 | 0.063415 | 0.063415 | 0.063415 | 0.063415 | 0.063415 | 0.063415 | 0.063415 | 0.063415 | 0.063415 | 0.063415 | 0.063415 | 0.063415 | 0.063415 | 0.063415 | 0.063415 | 0.063415 | 0.063415 | 0.063415 | 0.063415 | 0.063415 | 0.063415 | 0.063415 | 0.063415 | 0.063415 | 0.063415 | 0.063415 | 0.063415
Assumptions | Calculated Rate of Return on Equity Real | Moderate | Assumptions ¦ Calculated Rate of Return on Equity Real ¦ Moderate | 0.063415 | 0.063415 | 0.063415 | 0.063415 | 0.063415 | 0.063415 | 0.063415 | 0.063415 | 0.063415 | 0.063415 | 0.063415 | 0.063415 | 0.063415 | 0.063415 | 0.063415 | 0.063415 | 0.063415 | 0.063415 | 0.063415 | 0.063415 | 0.063415 | 0.063415 | 0.063415 | 0.063415 | 0.063415 | 0.063415 | 0.063415 | 0.063415 | 0.063415 | 0.063415 | 0.063415
Assumptions | Calculated Rate of Return on Equity Real | Conservative | Assumptions ¦ Calculated Rate of Return on Equity Real ¦ Conservative | 0.063415 | 0.063415 | 0.063415 | 0.063415 | 0.063415 | 0.063415 | 0.063415 | 0.063415 | 0.063415 | 0.063415 | 0.063415 | 0.063415 | 0.063415 | 0.063415 | 0.063415 | 0.063415 | 0.063415 | 0.063415 | 0.063415 | 0.063415 | 0.063415 | 0.063415 | 0.063415 | 0.063415 | 0.063415 | 0.063415 | 0.063415 | 0.063415 | 0.063415 | 0.063415 | 0.063415
Assumptions | Debt Fraction | Advanced | Assumptions ¦ Debt Fraction ¦ Advanced | 0.31142 | 0.37335 | 0.44344 | 0.43759 | 0.43141 | 0.43141 | 0.67058 | 0.66697 | 0.66336 | 0.65975 | 0.65615 | 0.65615 | 0.65615 | 0.65615 | 0.65615 | 0.65615 | 0.65615 | 0.65615 | 0.65615 | 0.65615 | 0.65615 | 0.65615 | 0.65615 | 0.65615 | 0.65615 | 0.65615 | 0.65615 | 0.65615 | 0.65615 | 0.65615 | 0.65615
Assumptions | Debt Fraction | Moderate | Assumptions ¦ Debt Fraction ¦ Moderate | 0.31142 | 0.37335 | 0.44344 | 0.43759 | 0.43141 | 0.43141 | 0.67058 | 0.66697 | 0.66336 | 0.65975 | 0.65615 | 0.65615 | 0.65615 | 0.65615 | 0.65615 | 0.65615 | 0.65615 | 0.65615 | 0.65615 | 0.65615 | 0.65615 | 0.65615 | 0.65615 | 0.65615 | 0.65615 | 0.65615 | 0.65615 | 0.65615 | 0.65615 | 0.65615 | 0.65615
Assumptions | Debt Fraction | Conservative | Assumptions ¦ Debt Fraction ¦ Conservative | 0.31142 | 0.37335 | 0.44344 | 0.43759 | 0.43141 | 0.43141 | 0.67058 | 0.66697 | 0.66336 | 0.65975 | 0.65615 | 0.65615 | 0.65615 | 0.65615 | 0.65615 | 0.65615 | 0.65615 | 0.65615 | 0.65615 | 0.65615 | 0.65615 | 0.65615 | 0.65615 | 0.65615 | 0.65615 | 0.65615 | 0.65615 | 0.65615 | 0.65615 | 0.65615 | 0.65615
Assumptions | Tax Rate (Federal and State) | * | Assumptions ¦ Tax Rate (Federal and State) ¦ * | 0.2574 | 0.2574 | 0.2574 | 0.2574 | 0.2574 | 0.2574 | 0.2574 | 0.2574 | 0.2574 | 0.2574 | 0.2574 | 0.2574 | 0.2574 | 0.2574 | 0.2574 | 0.2574 | 0.2574 | 0.2574 | 0.2574 | 0.2574 | 0.2574 | 0.2574 | 0.2574 | 0.2574 | 0.2574 | 0.2574 | 0.2574 | 0.2574 | 0.2574 | 0.2574 | 0.2574
Assumptions | WACC Nominal | Advanced | Assumptions ¦ WACC Nominal ¦ Advanced | 0.071223 | 0.067488 | 0.063262 | 0.063615 | 0.063988 | 0.063988 | 0.050563 | 0.051766 | 0.052958 | 0.054139 | 0.05531 | 0.05531 | 0.05531 | 0.05531 | 0.05531 | 0.05531 | 0.05531 | 0.05531 | 0.05531 | 0.05531 | 0.05531 | 0.05531 | 0.05531 | 0.05531 | 0.05531 | 0.05531 | 0.05531 | 0.05531 | 0.05531 | 0.05531 | 0.05531
Assumptions | WACC Nominal | Moderate | Assumptions ¦ WACC Nominal ¦ Moderate | 0.071223 | 0.067488 | 0.063262 | 0.063615 | 0.063988 | 0.063988 | 0.050563 | 0.051766 | 0.052958 | 0.054139 | 0.05531 | 0.05531 | 0.05531 | 0.05531 | 0.05531 | 0.05531 | 0.05531 | 0.05531 | 0.05531 | 0.05531 | 0.05531 | 0.05531 | 0.05531 | 0.05531 | 0.05531 | 0.05531 | 0.05531 | 0.05531 | 0.05531 | 0.05531 | 0.05531
Assumptions | WACC Nominal | Conservative | Assumptions ¦ WACC Nominal ¦ Conservative | 0.071223 | 0.067488 | 0.063262 | 0.063615 | 0.063988 | 0.063988 | 0.050563 | 0.051766 | 0.052958 | 0.054139 | 0.05531 | 0.05531 | 0.05531 | 0.05531 | 0.05531 | 0.05531 | 0.05531 | 0.05531 | 0.05531 | 0.05531 | 0.05531 | 0.05531 | 0.05531 | 0.05531 | 0.05531 | 0.05531 | 0.05531 | 0.05531 | 0.05531 | 0.05531 | 0.05531
Assumptions | WACC Real | Advanced | Assumptions ¦ WACC Real ¦ Advanced | 0.045095 | 0.041452 | 0.037329 | 0.037673 | 0.038037 | 0.038037 | 0.024939 | 0.026113 | 0.027276 | 0.028428 | 0.02957 | 0.02957 | 0.02957 | 0.02957 | 0.02957 | 0.02957 | 0.02957 | 0.02957 | 0.02957 | 0.02957 | 0.02957 | 0.02957 | 0.02957 | 0.02957 | 0.02957 | 0.02957 | 0.02957 | 0.02957 | 0.02957 | 0.02957 | 0.02957
Assumptions | WACC Real | Moderate | Assumptions ¦ WACC Real ¦ Moderate | 0.045095 | 0.041452 | 0.037329 | 0.037673 | 0.038037 | 0.038037 | 0.024939 | 0.026113 | 0.027276 | 0.028428 | 0.02957 | 0.02957 | 0.02957 | 0.02957 | 0.02957 | 0.02957 | 0.02957 | 0.02957 | 0.02957 | 0.02957 | 0.02957 | 0.02957 | 0.02957 | 0.02957 | 0.02957 | 0.02957 | 0.02957 | 0.02957 | 0.02957 | 0.02957 | 0.02957
Assumptions | WACC Real | Conservative | Assumptions ¦ WACC Real ¦ Conservative | 0.045095 | 0.041452 | 0.037329 | 0.037673 | 0.038037 | 0.038037 | 0.024939 | 0.026113 | 0.027276 | 0.028428 | 0.02957 | 0.02957 | 0.02957 | 0.02957 | 0.02957 | 0.02957 | 0.02957 | 0.02957 | 0.02957 | 0.02957 | 0.02957 | 0.02957 | 0.02957 | 0.02957 | 0.02957 | 0.02957 | 0.02957 | 0.02957 | 0.02957 | 0.02957 | 0.02957
Assumptions | Capital Recovery Factor (CRF) Nominal | Advanced | Assumptions ¦ Capital Recovery Factor (CRF) Nominal ¦ Advanced | 0.081578 | 0.078563 | 0.075203 | 0.075481 | 0.075776 | 0.075776 | 0.065469 | 0.066367 | 0.067261 | 0.068152 | 0.069041 | 0.069041 | 0.069041 | 0.069041 | 0.069041 | 0.069041 | 0.069041 | 0.069041 | 0.069041 | 0.069041 | 0.069041 | 0.069041 | 0.069041 | 0.069041 | 0.069041 | 0.069041 | 0.069041 | 0.069041 | 0.069041 | 0.069041 | 0.069041
Assumptions | Capital Recovery Factor (CRF) Nominal | Moderate | Assumptions ¦ Capital Recovery Factor (CRF) Nominal ¦ Moderate | 0.081578 | 0.078563 | 0.075203 | 0.075481 | 0.075776 | 0.075776 | 0.065469 | 0.066367 | 0.067261 | 0.068152 | 0.069041 | 0.069041 | 0.069041 | 0.069041 | 0.069041 | 0.069041 | 0.069041 | 0.069041 | 0.069041 | 0.069041 | 0.069041 | 0.069041 | 0.069041 | 0.069041 | 0.069041 | 0.069041 | 0.069041 | 0.069041 | 0.069041 | 0.069041 | 0.069041
Assumptions | Capital Recovery Factor (CRF) Nominal | Conservative | Assumptions ¦ Capital Recovery Factor (CRF) Nominal ¦ Conservative | 0.081578 | 0.078563 | 0.075203 | 0.075481 | 0.075776 | 0.075776 | 0.065469 | 0.066367 | 0.067261 | 0.068152 | 0.069041 | 0.069041 | 0.069041 | 0.069041 | 0.069041 | 0.069041 | 0.069041 | 0.069041 | 0.069041 | 0.069041 | 0.069041 | 0.069041 | 0.069041 | 0.069041 | 0.069041 | 0.069041 | 0.069041 | 0.069041 | 0.069041 | 0.069041 | 0.069041
Assumptions | Capital Recovery Factor (CRF) Real | Advanced | Assumptions ¦ Capital Recovery Factor (CRF) Real ¦ Advanced | 0.06146 | 0.058854 | 0.055969 | 0.056207 | 0.05646 | 0.05646 | 0.047739 | 0.048489 | 0.049239 | 0.049988 | 0.050736 | 0.050736 | 0.050736 | 0.050736 | 0.050736 | 0.050736 | 0.050736 | 0.050736 | 0.050736 | 0.050736 | 0.050736 | 0.050736 | 0.050736 | 0.050736 | 0.050736 | 0.050736 | 0.050736 | 0.050736 | 0.050736 | 0.050736 | 0.050736
Assumptions | Capital Recovery Factor (CRF) Real | Moderate | Assumptions ¦ Capital Recovery Factor (CRF) Real ¦ Moderate | 0.06146 | 0.058854 | 0.055969 | 0.056207 | 0.05646 | 0.05646 | 0.047739 | 0.048489 | 0.049239 | 0.049988 | 0.050736 | 0.050736 | 0.050736 | 0.050736 | 0.050736 | 0.050736 | 0.050736 | 0.050736 | 0.050736 | 0.050736 | 0.050736 | 0.050736 | 0.050736 | 0.050736 | 0.050736 | 0.050736 | 0.050736 | 0.050736 | 0.050736 | 0.050736 | 0.050736
Assumptions | Capital Recovery Factor (CRF) Real | Conservative | Assumptions ¦ Capital Recovery Factor (CRF) Real ¦ Conservative | 0.06146 | 0.058854 | 0.055969 | 0.056207 | 0.05646 | 0.05646 | 0.047739 | 0.048489 | 0.049239 | 0.049988 | 0.050736 | 0.050736 | 0.050736 | 0.050736 | 0.050736 | 0.050736 | 0.050736 | 0.050736 | 0.050736 | 0.050736 | 0.050736 | 0.050736 | 0.050736 | 0.050736 | 0.050736 | 0.050736 | 0.050736 | 0.050736 | 0.050736 | 0.050736 | 0.050736
Net Capacity Factor (%) | Land-Based Wind - Class 1 | Advanced | Net Capacity Factor (%) ¦ Land-Based Wind - Class 1 ¦ Advanced | 0.481 | 0.48976 | 0.49851 | 0.50727 | 0.51602 | 0.52478 | 0.53354 | 0.54229 | 0.55105 | 0.5598 | 0.56856 | 0.56913 | 0.5697 | 0.57027 | 0.57083 | 0.5714 | 0.57197 | 0.57254 | 0.57311 | 0.57368 | 0.57425 | 0.57481 | 0.57538 | 0.57595 | 0.57652 | 0.57709 | 0.57766 | 0.57823 | 0.57879 | 0.57936 | 0.57993
Net Capacity Factor (%) | Land-Based Wind - Class 1 | Moderate | Net Capacity Factor (%) ¦ Land-Based Wind - Class 1 ¦ Moderate | 0.481 | 0.48713 | 0.49327 | 0.4994 | 0.50553 | 0.51167 | 0.5178 | 0.52393 | 0.53006 | 0.5362 | 0.54233 | 0.5426 | 0.54287 | 0.54314 | 0.54342 | 0.54369 | 0.54396 | 0.54423 | 0.5445 | 0.54477 | 0.54504 | 0.54531 | 0.54558 | 0.54586 | 0.54613 | 0.5464 | 0.54667 | 0.54694 | 0.54721 | 0.54748 | 0.54775
Net Capacity Factor (%) | Land-Based Wind - Class 1 | Conservative | Net Capacity Factor (%) ¦ Land-Based Wind - Class 1 ¦ Conservative | 0.481 | 0.4838 | 0.4866 | 0.4894 | 0.4922 | 0.495 | 0.4978 | 0.5006 | 0.5034 | 0.5062 | 0.50899 | 0.50912 | 0.50925 | 0.50938 | 0.5095 | 0.50963 | 0.50976 | 0.50989 | 0.51001 | 0.51014 | 0.51027 | 0.51039 | 0.51052 | 0.51065 | 0.51078 | 0.5109 | 0.51103 | 0.51116 | 0.51129 | 0.51141 | 0.51154
Net Capacity Factor (%) | Land-Based Wind - Class 2 | Advanced | Net Capacity Factor (%) ¦ Land-Based Wind - Class 2 ¦ Advanced | 0.457 | 0.46384 | 0.47068 | 0.47752 | 0.48436 | 0.49119 | 0.49803 | 0.50487 | 0.51171 | 0.51855 | 0.52539 | 0.52618 | 0.52697 | 0.52775 | 0.52854 | 0.52933 | 0.53012 | 0.53091 | 0.53169 | 0.53248 | 0.53327 | 0.53406 | 0.53485 | 0.53564 | 0.53642 | 0.53721 | 0.538 | 0.53879 | 0.53958 | 0.54036 | 0.54115
Net Capacity Factor (%) | Land-Based Wind - Class 2 | Moderate | Net Capacity Factor (%) ¦ Land-Based Wind - Class 2 ¦ Moderate | 0.457 | 0.46115 | 0.46529 | 0.46944 | 0.47359 | 0.47774 | 0.48188 | 0.48603 | 0.49018 | 0.49433 | 0.49847 | 0.49885 | 0.49922 | 0.4996 | 0.49997 | 0.50034 | 0.50072 | 0.50109 | 0.50146 | 0.50184 | 0.50221 | 0.50259 | 0.50296 | 0.50333 | 0.50371 | 0.50408 | 0.50446 | 0.50483 | 0.5052 | 0.50558 | 0.50595
Net Capacity Factor (%) | Land-Based Wind - Class 2 | Conservative | Net Capacity Factor (%) ¦ Land-Based Wind - Class 2 ¦ Conservative | 0.457 | 0.45797 | 0.45893 | 0.4599 | 0.46087 | 0.46183 | 0.4628 | 0.46377 | 0.46473 | 0.4657 | 0.46667 | 0.46684 | 0.46702 | 0.46719 | 0.46737 | 0.46754 | 0.46772 | 0.46789 | 0.46807 | 0.46824 | 0.46842 | 0.46859 | 0.46877 | 0.46894 | 0.46912 | 0.46929 | 0.46947 | 0.46964 | 0.46982 | 0.46999 | 0.47017
Net Capacity Factor (%) | Land-Based Wind - Class 3 | Advanced | Net Capacity Factor (%) ¦ Land-Based Wind - Class 3 ¦ Advanced | 0.447 | 0.45345 | 0.4599 | 0.46635 | 0.47279 | 0.47924 | 0.48569 | 0.49214 | 0.49859 | 0.50504 | 0.51148 | 0.51251 | 0.51353 | 0.51455 | 0.51558 | 0.5166 | 0.51762 | 0.51864 | 0.51967 | 0.52069 | 0.52171 | 0.52274 | 0.52376 | 0.52478 | 0.52581 | 0.52683 | 0.52785 | 0.52887 | 0.5299 | 0.53092 | 0.53194
Net Capacity Factor (%) | Land-Based Wind - Class 3 | Moderate | Net Capacity Factor (%) ¦ Land-Based Wind - Class 3 ¦ Moderate | 0.447 | 0.45077 | 0.45453 | 0.4583 | 0.46207 | 0.46583 | 0.4696 | 0.47337 | 0.47713 | 0.4809 | 0.48467 | 0.48515 | 0.48564 | 0.48612 | 0.4866 | 0.48709 | 0.48757 | 0.48806 | 0.48854 | 0.48903 | 0.48951 | 0.49 | 0.49048 | 0.49097 | 0.49145 | 0.49194 | 0.49242 | 0.49291 | 0.49339 | 0.49387 | 0.49436
Net Capacity Factor (%) | Land-Based Wind - Class 3 | Conservative | Net Capacity Factor (%) ¦ Land-Based Wind - Class 3 ¦ Conservative | 0.447 | 0.44764 | 0.44827 | 0.44891 | 0.44954 | 0.45018 | 0.45082 | 0.45145 | 0.45209 | 0.45272 | 0.45336 | 0.45359 | 0.45381 | 0.45404 | 0.45427 | 0.45449 | 0.45472 | 0.45495 | 0.45517 | 0.4554 | 0.45563 | 0.45585 | 0.45608 | 0.45631 | 0.45653 | 0.45676 | 0.45699 | 0.45721 | 0.45744 | 0.45767 | 0.45789
Net Capacity Factor (%) | Land-Based Wind - Class 4 | Advanced | Net Capacity Factor (%) ¦ Land-Based Wind - Class 4 ¦ Advanced | 0.437 | 0.44305 | 0.4491 | 0.45515 | 0.4612 | 0.46725 | 0.4733 | 0.47935 | 0.4854 | 0.49145 | 0.4975 | 0.49874 | 0.49998 | 0.50123 | 0.50247 | 0.50371 | 0.50496 | 0.5062 | 0.50744 | 0.50869 | 0.50993 | 0.51118 | 0.51242 | 0.51366 | 0.51491 | 0.51615 | 0.51739 | 0.51864 | 0.51988 | 0.52113 | 0.52237
Net Capacity Factor (%) | Land-Based Wind - Class 4 | Moderate | Net Capacity Factor (%) ¦ Land-Based Wind - Class 4 ¦ Moderate | 0.437 | 0.44036 | 0.44372 | 0.44708 | 0.45044 | 0.4538 | 0.45716 | 0.46053 | 0.46389 | 0.46725 | 0.47061 | 0.4712 | 0.47178 | 0.47237 | 0.47296 | 0.47355 | 0.47414 | 0.47473 | 0.47531 | 0.4759 | 0.47649 | 0.47708 | 0.47767 | 0.47826 | 0.47884 | 0.47943 | 0.48002 | 0.48061 | 0.4812 | 0.48178 | 0.48237
Net Capacity Factor (%) | Land-Based Wind - Class 4 | Conservative | Net Capacity Factor (%) ¦ Land-Based Wind - Class 4 ¦ Conservative | 0.437 | 0.4373 | 0.4376 | 0.4379 | 0.4382 | 0.4385 | 0.4388 | 0.4391 | 0.4394 | 0.4397 | 0.44 | 0.44027 | 0.44055 | 0.44082 | 0.4411 | 0.44137 | 0.44165 | 0.44192 | 0.4422 | 0.44247 | 0.44275 | 0.44302 | 0.4433 | 0.44357 | 0.44385 | 0.44412 | 0.4444 | 0.44467 | 0.44495 | 0.44522 | 0.4455
Net Capacity Factor (%) | Land-Based Wind - Class 5 | Advanced | Net Capacity Factor (%) ¦ Land-Based Wind - Class 5 ¦ Advanced | 0.423 | 0.42869 | 0.43437 | 0.44006 | 0.44575 | 0.45144 | 0.45712 | 0.46281 | 0.4685 | 0.47419 | 0.47987 | 0.48131 | 0.48275 | 0.48419 | 0.48563 | 0.48707 | 0.48851 | 0.48995 | 0.49139 | 0.49283 | 0.49427 | 0.49571 | 0.49715 | 0.49859 | 0.50003 | 0.50147 | 0.50291 | 0.50435 | 0.50579 | 0.50723 | 0.50867
Net Capacity Factor (%) | Land-Based Wind - Class 5 | Moderate | Net Capacity Factor (%) ¦ Land-Based Wind - Class 5 ¦ Moderate | 0.423 | 0.42601 | 0.42901 | 0.43202 | 0.43503 | 0.43803 | 0.44104 | 0.44405 | 0.44705 | 0.45006 | 0.45306 | 0.45374 | 0.45442 | 0.4551 | 0.45578 | 0.45646 | 0.45714 | 0.45782 | 0.4585 | 0.45918 | 0.45986 | 0.46054 | 0.46122 | 0.4619 | 0.46258 | 0.46326 | 0.46394 | 0.46462 | 0.4653 | 0.46598 | 0.46666
Net Capacity Factor (%) | Land-Based Wind - Class 5 | Conservative | Net Capacity Factor (%) ¦ Land-Based Wind - Class 5 ¦ Conservative | 0.423 | 0.42303 | 0.42307 | 0.4231 | 0.42313 | 0.42317 | 0.4232 | 0.42324 | 0.42327 | 0.4233 | 0.42334 | 0.42365 | 0.42397 | 0.42429 | 0.42461 | 0.42492 | 0.42524 | 0.42556 | 0.42588 | 0.42619 | 0.42651 | 0.42683 | 0.42715 | 0.42746 | 0.42778 | 0.4281 | 0.42842 | 0.42873 | 0.42905 | 0.42937 | 0.42969
Net Capacity Factor (%) | Land-Based Wind - Class 6 | Advanced | Net Capacity Factor (%) ¦ Land-Based Wind - Class 6 ¦ Advanced | 0.401 | 0.40612 | 0.41125 | 0.41637 | 0.4215 | 0.42662 | 0.43175 | 0.43687 | 0.442 | 0.44712 | 0.45225 | 0.45383 | 0.45541 | 0.457 | 0.45858 | 0.46016 | 0.46174 | 0.46333 | 0.46491 | 0.46649 | 0.46808 | 0.46966 | 0.47124 | 0.47282 | 0.47441 | 0.47599 | 0.47757 | 0.47916 | 0.48074 | 0.48232 | 0.4839
Net Capacity Factor (%) | Land-Based Wind - Class 6 | Moderate | Net Capacity Factor (%) ¦ Land-Based Wind - Class 6 ¦ Moderate | 0.401 | 0.40388 | 0.40676 | 0.40964 | 0.41252 | 0.4154 | 0.41828 | 0.42116 | 0.42404 | 0.42692 | 0.4298 | 0.43055 | 0.4313 | 0.43205 | 0.43281 | 0.43356 | 0.43431 | 0.43506 | 0.43582 | 0.43657 | 0.43732 | 0.43807 | 0.43882 | 0.43958 | 0.44033 | 0.44108 | 0.44183 | 0.44258 | 0.44334 | 0.44409 | 0.44484
Net Capacity Factor (%) | Land-Based Wind - Class 6 | Conservative | Net Capacity Factor (%) ¦ Land-Based Wind - Class 6 ¦ Conservative | 0.401 | 0.40064 | 0.40029 | 0.39993 | 0.39957 | 0.39921 | 0.39886 | 0.3985 | 0.39814 | 0.39778 | 0.39743 | 0.39777 | 0.39812 | 0.39847 | 0.39882 | 0.39917 | 0.39951 | 0.39986 | 0.40021 | 0.40056 | 0.4009 | 0.40125 | 0.4016 | 0.40195 | 0.4023 | 0.40264 | 0.40299 | 0.40334 | 0.40369 | 0.40403 | 0.40438
Net Capacity Factor (%) | Land-Based Wind - Class 7 | Advanced | Net Capacity Factor (%) ¦ Land-Based Wind - Class 7 ¦ Advanced | 0.368 | 0.37275 | 0.37749 | 0.38224 | 0.38699 | 0.39174 | 0.39648 | 0.40123 | 0.40598 | 0.41072 | 0.41547 | 0.41713 | 0.4188 | 0.42046 | 0.42212 | 0.42378 | 0.42544 | 0.42711 | 0.42877 | 0.43043 | 0.43209 | 0.43375 | 0.43541 | 0.43708 | 0.43874 | 0.4404 | 0.44206 | 0.44372 | 0.44539 | 0.44705 | 0.44871
Net Capacity Factor (%) | Land-Based Wind - Class 7 | Moderate | Net Capacity Factor (%) ¦ Land-Based Wind - Class 7 ¦ Moderate | 0.368 | 0.37017 | 0.37234 | 0.37452 | 0.37669 | 0.37886 | 0.38103 | 0.3832 | 0.38538 | 0.38755 | 0.38972 | 0.3905 | 0.39128 | 0.39206 | 0.39284 | 0.39362 | 0.3944 | 0.39518 | 0.39596 | 0.39673 | 0.39751 | 0.39829 | 0.39907 | 0.39985 | 0.40063 | 0.40141 | 0.40219 | 0.40297 | 0.40375 | 0.40453 | 0.40531
Net Capacity Factor (%) | Land-Based Wind - Class 7 | Conservative | Net Capacity Factor (%) ¦ Land-Based Wind - Class 7 ¦ Conservative | 0.368 | 0.36753 | 0.36706 | 0.3666 | 0.36613 | 0.36566 | 0.36519 | 0.36473 | 0.36426 | 0.36379 | 0.36332 | 0.36369 | 0.36405 | 0.36441 | 0.36478 | 0.36514 | 0.3655 | 0.36587 | 0.36623 | 0.36659 | 0.36696 | 0.36732 | 0.36768 | 0.36805 | 0.36841 | 0.36877 | 0.36914 | 0.3695 | 0.36986 | 0.37023 | 0.37059
Net Capacity Factor (%) | Land-Based Wind - Class 8 | Advanced | Net Capacity Factor (%) ¦ Land-Based Wind - Class 8 ¦ Advanced | 0.322 | 0.32686 | 0.33172 | 0.33658 | 0.34144 | 0.3463 | 0.35116 | 0.35602 | 0.36088 | 0.36574 | 0.3706 | 0.37227 | 0.37394 | 0.37561 | 0.37727 | 0.37894 | 0.38061 | 0.38228 | 0.38394 | 0.38561 | 0.38728 | 0.38895 | 0.39062 | 0.39228 | 0.39395 | 0.39562 | 0.39729 | 0.39895 | 0.40062 | 0.40229 | 0.40396
Net Capacity Factor (%) | Land-Based Wind - Class 8 | Moderate | Net Capacity Factor (%) ¦ Land-Based Wind - Class 8 ¦ Moderate | 0.322 | 0.3244 | 0.3268 | 0.3292 | 0.3316 | 0.33399 | 0.33639 | 0.33879 | 0.34119 | 0.34359 | 0.34599 | 0.34677 | 0.34755 | 0.34833 | 0.3491 | 0.34988 | 0.35066 | 0.35144 | 0.35222 | 0.353 | 0.35377 | 0.35455 | 0.35533 | 0.35611 | 0.35689 | 0.35767 | 0.35845 | 0.35922 | 0.36 | 0.36078 | 0.36156
Net Capacity Factor (%) | Land-Based Wind - Class 8 | Conservative | Net Capacity Factor (%) ¦ Land-Based Wind - Class 8 ¦ Conservative | 0.322 | 0.322 | 0.322 | 0.322 | 0.322 | 0.322 | 0.322 | 0.322 | 0.322 | 0.32201 | 0.32201 | 0.32237 | 0.32273 | 0.32309 | 0.32346 | 0.32382 | 0.32418 | 0.32454 | 0.3249 | 0.32527 | 0.32563 | 0.32599 | 0.32635 | 0.32672 | 0.32708 | 0.32744 | 0.3278 | 0.32816 | 0.32853 | 0.32889 | 0.32925
Net Capacity Factor (%) | Land-Based Wind - Class 9 | Advanced | Net Capacity Factor (%) ¦ Land-Based Wind - Class 9 ¦ Advanced | 0.271 | 0.27595 | 0.28091 | 0.28586 | 0.29081 | 0.29576 | 0.30072 | 0.30567 | 0.31062 | 0.31557 | 0.32053 | 0.32213 | 0.32373 | 0.32533 | 0.32694 | 0.32854 | 0.33014 | 0.33175 | 0.33335 | 0.33495 | 0.33655 | 0.33816 | 0.33976 | 0.34136 | 0.34296 | 0.34457 | 0.34617 | 0.34777 | 0.34937 | 0.35098 | 0.35258
Net Capacity Factor (%) | Land-Based Wind - Class 9 | Moderate | Net Capacity Factor (%) ¦ Land-Based Wind - Class 9 ¦ Moderate | 0.271 | 0.27366 | 0.27631 | 0.27897 | 0.28163 | 0.28428 | 0.28694 | 0.28959 | 0.29225 | 0.29491 | 0.29756 | 0.29831 | 0.29905 | 0.2998 | 0.30054 | 0.30128 | 0.30203 | 0.30277 | 0.30352 | 0.30426 | 0.305 | 0.30575 | 0.30649 | 0.30723 | 0.30798 | 0.30872 | 0.30947 | 0.31021 | 0.31095 | 0.3117 | 0.31244
Net Capacity Factor (%) | Land-Based Wind - Class 9 | Conservative | Net Capacity Factor (%) ¦ Land-Based Wind - Class 9 ¦ Conservative | 0.271 | 0.27154 | 0.27207 | 0.27261 | 0.27315 | 0.27369 | 0.27422 | 0.27476 | 0.2753 | 0.27584 | 0.27637 | 0.27672 | 0.27706 | 0.27741 | 0.27776 | 0.2781 | 0.27845 | 0.27879 | 0.27914 | 0.27948 | 0.27983 | 0.28017 | 0.28052 | 0.28087 | 0.28121 | 0.28156 | 0.2819 | 0.28225 | 0.28259 | 0.28294 | 0.28328
Net Capacity Factor (%) | Land-Based Wind - Class 10 | Advanced | Net Capacity Factor (%) ¦ Land-Based Wind - Class 10 ¦ Advanced | 0.175 | 0.17803 | 0.18105 | 0.18408 | 0.18711 | 0.19013 | 0.19316 | 0.19619 | 0.19922 | 0.20224 | 0.20527 | 0.2064 | 0.20753 | 0.20866 | 0.20978 | 0.21091 | 0.21204 | 0.21317 | 0.2143 | 0.21543 | 0.21656 | 0.21769 | 0.21882 | 0.21995 | 0.22107 | 0.2222 | 0.22333 | 0.22446 | 0.22559 | 0.22672 | 0.22785
Net Capacity Factor (%) | Land-Based Wind - Class 10 | Moderate | Net Capacity Factor (%) ¦ Land-Based Wind - Class 10 ¦ Moderate | 0.175 | 0.17629 | 0.17757 | 0.17886 | 0.18014 | 0.18143 | 0.18271 | 0.184 | 0.18528 | 0.18657 | 0.18785 | 0.18837 | 0.18889 | 0.1894 | 0.18992 | 0.19043 | 0.19095 | 0.19147 | 0.19198 | 0.1925 | 0.19302 | 0.19353 | 0.19405 | 0.19457 | 0.19508 | 0.1956 | 0.19612 | 0.19663 | 0.19715 | 0.19767 | 0.19818
Net Capacity Factor (%) | Land-Based Wind - Class 10 | Conservative | Net Capacity Factor (%) ¦ Land-Based Wind - Class 10 ¦ Conservative | 0.175 | 0.17485 | 0.1747 | 0.17456 | 0.17441 | 0.17426 | 0.17411 | 0.17397 | 0.17382 | 0.17367 | 0.17352 | 0.17376 | 0.174 | 0.17424 | 0.17448 | 0.17472 | 0.17496 | 0.17519 | 0.17543 | 0.17567 | 0.17591 | 0.17615 | 0.17639 | 0.17663 | 0.17686 | 0.1771 | 0.17734 | 0.17758 | 0.17782 | 0.17806 | 0.1783
Annual Energy Production (kWh/kW) | Land-Based Wind - Class 1 | Advanced | Annual Energy Production (kWh/kW) ¦ Land-Based Wind - Class 1 ¦ Advanced | 4213.56 | 4290.2626 | 4366.9651 | 4443.6677 | 4520.3702 | 4597.0728 | 4673.7754 | 4750.4779 | 4827.1805 | 4903.883 | 4980.5856 | 4985.5662 | 4990.5468 | 4995.5274 | 5000.5079 | 5005.4885 | 5010.4691 | 5015.4497 | 5020.4303 | 5025.4109 | 5030.3915 | 5035.372 | 5040.3526 | 5045.3332 | 5050.3138 | 5055.2944 | 5060.275 | 5065.2556 | 5070.2361 | 5075.2167 | 5080.1973
Annual Energy Production (kWh/kW) | Land-Based Wind - Class 1 | Moderate | Annual Energy Production (kWh/kW) ¦ Land-Based Wind - Class 1 ¦ Moderate | 4213.56 | 4267.286 | 4321.0119 | 4374.7379 | 4428.4638 | 4482.1898 | 4535.9157 | 4589.6417 | 4643.3676 | 4697.0936 | 4750.8196 | 4753.195 | 4755.5704 | 4757.9458 | 4760.3212 | 4762.6966 | 4765.072 | 4767.4474 | 4769.8228 | 4772.1982 | 4774.5737 | 4776.9491 | 4779.3245 | 4781.6999 | 4784.0753 | 4786.4507 | 4788.8261 | 4791.2015 | 4793.5769 | 4795.9523 | 4798.3278
Annual Energy Production (kWh/kW) | Land-Based Wind - Class 1 | Conservative | Annual Energy Production (kWh/kW) ¦ Land-Based Wind - Class 1 ¦ Conservative | 4213.56 | 4238.0836 | 4262.6072 | 4287.1309 | 4311.6545 | 4336.1781 | 4360.7017 | 4385.2253 | 4409.749 | 4434.2726 | 4458.7962 | 4459.9109 | 4461.0256 | 4462.1403 | 4463.255 | 4464.3697 | 4465.4844 | 4466.5991 | 4467.7138 | 4468.8285 | 4469.9432 | 4471.0579 | 4472.1726 | 4473.2873 | 4474.402 | 4475.5167 | 4476.6314 | 4477.7461 | 4478.8608 | 4479.9755 | 4481.0902
Annual Energy Production (kWh/kW) | Land-Based Wind - Class 2 | Advanced | Annual Energy Production (kWh/kW) ¦ Land-Based Wind - Class 2 ¦ Advanced | 4003.32 | 4063.2296 | 4123.1393 | 4183.0489 | 4242.9586 | 4302.8682 | 4362.7778 | 4422.6875 | 4482.5971 | 4542.5068 | 4602.4164 | 4609.32 | 4616.2236 | 4623.1273 | 4630.0309 | 4636.9345 | 4643.8381 | 4650.7418 | 4657.6454 | 4664.549 | 4671.4526 | 4678.3563 | 4685.2599 | 4692.1635 | 4699.0671 | 4705.9708 | 4712.8744 | 4719.778 | 4726.6816 | 4733.5853 | 4740.4889
Annual Energy Production (kWh/kW) | Land-Based Wind - Class 2 | Moderate | Annual Energy Production (kWh/kW) ¦ Land-Based Wind - Class 2 ¦ Moderate | 4003.32 | 4039.6512 | 4075.9824 | 4112.3137 | 4148.6449 | 4184.9761 | 4221.3073 | 4257.6386 | 4293.9698 | 4330.301 | 4366.6322 | 4369.9072 | 4373.1822 | 4376.4572 | 4379.7321 | 4383.0071 | 4386.2821 | 4389.5571 | 4392.832 | 4396.107 | 4399.382 | 4402.657 | 4405.9319 | 4409.2069 | 4412.4819 | 4415.7569 | 4419.0318 | 4422.3068 | 4425.5818 | 4428.8567 | 4432.1317
Annual Energy Production (kWh/kW) | Land-Based Wind - Class 2 | Conservative | Annual Energy Production (kWh/kW) ¦ Land-Based Wind - Class 2 ¦ Conservative | 4003.32 | 4011.7874 | 4020.2548 | 4028.7222 | 4037.1897 | 4045.6571 | 4054.1245 | 4062.5919 | 4071.0593 | 4079.5267 | 4087.9942 | 4089.5272 | 4091.0602 | 4092.5932 | 4094.1262 | 4095.6591 | 4097.1921 | 4098.7251 | 4100.2581 | 4101.7911 | 4103.3241 | 4104.8571 | 4106.3901 | 4107.9231 | 4109.4561 | 4110.9891 | 4112.5221 | 4114.0551 | 4115.5881 | 4117.1211 | 4118.6541
Annual Energy Production (kWh/kW) | Land-Based Wind - Class 3 | Advanced | Annual Energy Production (kWh/kW) ¦ Land-Based Wind - Class 3 ¦ Advanced | 3915.72 | 3972.208 | 4028.696 | 4085.184 | 4141.6719 | 4198.1599 | 4254.6479 | 4311.1359 | 4367.6239 | 4424.1119 | 4480.5998 | 4489.561 | 4498.5222 | 4507.4834 | 4516.4446 | 4525.4058 | 4534.367 | 4543.3282 | 4552.2894 | 4561.2506 | 4570.2118 | 4579.173 | 4588.1342 | 4597.0954 | 4606.0566 | 4615.0178 | 4623.979 | 4632.9402 | 4641.9014 | 4650.8626 | 4659.8238
Annual Energy Production (kWh/kW) | Land-Based Wind - Class 3 | Moderate | Annual Energy Production (kWh/kW) ¦ Land-Based Wind - Class 3 ¦ Moderate | 3915.72 | 3948.7154 | 3981.7108 | 4014.7062 | 4047.7017 | 4080.6971 | 4113.6925 | 4146.6879 | 4179.6833 | 4212.6787 | 4245.6742 | 4249.9198 | 4254.1655 | 4258.4112 | 4262.6569 | 4266.9025 | 4271.1482 | 4275.3939 | 4279.6396 | 4283.8852 | 4288.1309 | 4292.3766 | 4296.6222 | 4300.8679 | 4305.1136 | 4309.3593 | 4313.6049 | 4317.8506 | 4322.0963 | 4326.342 | 4330.5876
Annual Energy Production (kWh/kW) | Land-Based Wind - Class 3 | Conservative | Annual Energy Production (kWh/kW) ¦ Land-Based Wind - Class 3 ¦ Conservative | 3915.72 | 3921.2914 | 3926.8627 | 3932.4341 | 3938.0054 | 3943.5768 | 3949.1482 | 3954.7195 | 3960.2909 | 3965.8622 | 3971.4336 | 3973.4193 | 3975.405 | 3977.3908 | 3979.3765 | 3981.3622 | 3983.3479 | 3985.3336 | 3987.3193 | 3989.3051 | 3991.2908 | 3993.2765 | 3995.2622 | 3997.2479 | 3999.2336 | 4001.2194 | 4003.2051 | 4005.1908 | 4007.1765 | 4009.1622 | 4011.1479
Annual Energy Production (kWh/kW) | Land-Based Wind - Class 4 | Advanced | Annual Energy Production (kWh/kW) ¦ Land-Based Wind - Class 4 ¦ Advanced | 3828.12 | 3881.1136 | 3934.1072 | 3987.1009 | 4040.0945 | 4093.0881 | 4146.0817 | 4199.0753 | 4252.069 | 4305.0626 | 4358.0562 | 4368.9513 | 4379.8465 | 4390.7416 | 4401.6368 | 4412.5319 | 4423.427 | 4434.3222 | 4445.2173 | 4456.1125 | 4467.0076 | 4477.9027 | 4488.7979 | 4499.693 | 4510.5882 | 4521.4833 | 4532.3784 | 4543.2736 | 4554.1687 | 4565.0639 | 4575.959
Annual Energy Production (kWh/kW) | Land-Based Wind - Class 4 | Moderate | Annual Energy Production (kWh/kW) ¦ Land-Based Wind - Class 4 ¦ Moderate | 3828.12 | 3857.5606 | 3887.0012 | 3916.4418 | 3945.8824 | 3975.323 | 4004.7636 | 4034.2043 | 4063.6449 | 4093.0855 | 4122.5261 | 4127.6792 | 4132.8324 | 4137.9856 | 4143.1387 | 4148.2919 | 4153.445 | 4158.5982 | 4163.7513 | 4168.9045 | 4174.0577 | 4179.2108 | 4184.364 | 4189.5171 | 4194.6703 | 4199.8234 | 4204.9766 | 4210.1298 | 4215.2829 | 4220.4361 | 4225.5892
Annual Energy Production (kWh/kW) | Land-Based Wind - Class 4 | Conservative | Annual Energy Production (kWh/kW) ¦ Land-Based Wind - Class 4 ¦ Conservative | 3828.12 | 3830.7471 | 3833.3742 | 3836.0014 | 3838.6285 | 3841.2556 | 3843.8827 | 3846.5099 | 3849.137 | 3851.7641 | 3854.3912 | 3856.8002 | 3859.2092 | 3861.6182 | 3864.0272 | 3866.4362 | 3868.8452 | 3871.2542 | 3873.6632 | 3876.0722 | 3878.4812 | 3880.8902 | 3883.2992 | 3885.7082 | 3888.1172 | 3890.5262 | 3892.9352 | 3895.3441 | 3897.7531 | 3900.1621 | 3902.5711
Annual Energy Production (kWh/kW) | Land-Based Wind - Class 5 | Advanced | Annual Energy Production (kWh/kW) ¦ Land-Based Wind - Class 5 ¦ Advanced | 3705.48 | 3755.3016 | 3805.1232 | 3854.9449 | 3904.7665 | 3954.5881 | 4004.4097 | 4054.2314 | 4104.053 | 4153.8746 | 4203.6962 | 4216.3073 | 4228.9184 | 4241.5295 | 4254.1406 | 4266.7517 | 4279.3628 | 4291.9739 | 4304.5849 | 4317.196 | 4329.8071 | 4342.4182 | 4355.0293 | 4367.6404 | 4380.2515 | 4392.8626 | 4405.4737 | 4418.0847 | 4430.6958 | 4443.3069 | 4455.918
Annual Energy Production (kWh/kW) | Land-Based Wind - Class 5 | Moderate | Annual Energy Production (kWh/kW) ¦ Land-Based Wind - Class 5 ¦ Moderate | 3705.48 | 3731.8169 | 3758.1539 | 3784.4908 | 3810.8278 | 3837.1647 | 3863.5016 | 3889.8386 | 3916.1755 | 3942.5125 | 3968.8494 | 3974.8027 | 3980.7559 | 3986.7092 | 3992.6625 | 3998.6158 | 4004.569 | 4010.5223 | 4016.4756 | 4022.4289 | 4028.3821 | 4034.3354 | 4040.2887 | 4046.242 | 4052.1952 | 4058.1485 | 4064.1018 | 4070.0551 | 4076.0083 | 4081.9616 | 4087.9149
Annual Energy Production (kWh/kW) | Land-Based Wind - Class 5 | Conservative | Annual Energy Production (kWh/kW) ¦ Land-Based Wind - Class 5 ¦ Conservative | 3705.48 | 3705.7752 | 3706.0704 | 3706.3656 | 3706.6608 | 3706.9561 | 3707.2513 | 3707.5465 | 3707.8417 | 3708.1369 | 3708.4321 | 3711.2134 | 3713.9948 | 3716.7761 | 3719.5574 | 3722.3387 | 3725.1201 | 3727.9014 | 3730.6827 | 3733.464 | 3736.2454 | 3739.0267 | 3741.808 | 3744.5893 | 3747.3707 | 3750.152 | 3752.9333 | 3755.7146 | 3758.496 | 3761.2773 | 3764.0586
Annual Energy Production (kWh/kW) | Land-Based Wind - Class 6 | Advanced | Annual Energy Production (kWh/kW) ¦ Land-Based Wind - Class 6 ¦ Advanced | 3512.76 | 3557.6524 | 3602.5447 | 3647.4371 | 3692.3295 | 3737.2219 | 3782.1142 | 3827.0066 | 3871.899 | 3916.7913 | 3961.6837 | 3975.5496 | 3989.4155 | 4003.2814 | 4017.1473 | 4031.0132 | 4044.8791 | 4058.745 | 4072.6109 | 4086.4768 | 4100.3427 | 4114.2085 | 4128.0744 | 4141.9403 | 4155.8062 | 4169.6721 | 4183.538 | 4197.4039 | 4211.2698 | 4225.1357 | 4239.0016
Annual Energy Production (kWh/kW) | Land-Based Wind - Class 6 | Moderate | Annual Energy Production (kWh/kW) ¦ Land-Based Wind - Class 6 ¦ Moderate | 3512.76 | 3537.987 | 3563.2141 | 3588.4411 | 3613.6682 | 3638.8952 | 3664.1223 | 3689.3493 | 3714.5764 | 3739.8034 | 3765.0305 | 3771.6193 | 3778.2081 | 3784.7969 | 3791.3857 | 3797.9745 | 3804.5633 | 3811.1521 | 3817.7409 | 3824.3297 | 3830.9185 | 3837.5073 | 3844.0961 | 3850.6849 | 3857.2737 | 3863.8625 | 3870.4513 | 3877.0401 | 3883.6289 | 3890.2177 | 3896.8065
Annual Energy Production (kWh/kW) | Land-Based Wind - Class 6 | Conservative | Annual Energy Production (kWh/kW) ¦ Land-Based Wind - Class 6 ¦ Conservative | 3512.76 | 3509.6301 | 3506.5001 | 3503.3702 | 3500.2402 | 3497.1103 | 3493.9803 | 3490.8504 | 3487.7204 | 3484.5905 | 3481.4605 | 3484.5068 | 3487.5531 | 3490.5994 | 3493.6456 | 3496.6919 | 3499.7382 | 3502.7845 | 3505.8307 | 3508.877 | 3511.9233 | 3514.9696 | 3518.0159 | 3521.0621 | 3524.1084 | 3527.1547 | 3530.201 | 3533.2472 | 3536.2935 | 3539.3398 | 3542.3861
Annual Energy Production (kWh/kW) | Land-Based Wind - Class 7 | Advanced | Annual Energy Production (kWh/kW) ¦ Land-Based Wind - Class 7 ¦ Advanced | 3223.68 | 3265.2655 | 3306.8509 | 3348.4364 | 3390.0219 | 3431.6074 | 3473.1928 | 3514.7783 | 3556.3638 | 3597.9492 | 3639.5347 | 3654.0929 | 3668.651 | 3683.2091 | 3697.7673 | 3712.3254 | 3726.8836 | 3741.4417 | 3755.9998 | 3770.558 | 3785.1161 | 3799.6742 | 3814.2324 | 3828.7905 | 3843.3487 | 3857.9068 | 3872.4649 | 3887.0231 | 3901.5812 | 3916.1394 | 3930.6975
Annual Energy Production (kWh/kW) | Land-Based Wind - Class 7 | Moderate | Annual Energy Production (kWh/kW) ¦ Land-Based Wind - Class 7 ¦ Moderate | 3223.68 | 3242.7067 | 3261.7334 | 3280.7602 | 3299.7869 | 3318.8136 | 3337.8403 | 3356.867 | 3375.8938 | 3394.9205 | 3413.9472 | 3420.7751 | 3427.603 | 3434.4309 | 3441.2588 | 3448.0867 | 3454.9146 | 3461.7425 | 3468.5704 | 3475.3982 | 3482.2261 | 3489.054 | 3495.8819 | 3502.7098 | 3509.5377 | 3516.3656 | 3523.1935 | 3530.0214 | 3536.8493 | 3543.6772 | 3550.5051
Annual Energy Production (kWh/kW) | Land-Based Wind - Class 7 | Conservative | Annual Energy Production (kWh/kW) ¦ Land-Based Wind - Class 7 ¦ Conservative | 3223.68 | 3219.5829 | 3215.4859 | 3211.3888 | 3207.2918 | 3203.1947 | 3199.0977 | 3195.0006 | 3190.9036 | 3186.8065 | 3182.7095 | 3185.8922 | 3189.0749 | 3192.2576 | 3195.4403 | 3198.623 | 3201.8057 | 3204.9884 | 3208.1712 | 3211.3539 | 3214.5366 | 3217.7193 | 3220.902 | 3224.0847 | 3227.2674 | 3230.4501 | 3233.6328 | 3236.8155 | 3239.9983 | 3243.181 | 3246.3637
Annual Energy Production (kWh/kW) | Land-Based Wind - Class 8 | Advanced | Annual Energy Production (kWh/kW) ¦ Land-Based Wind - Class 8 ¦ Advanced | 2820.72 | 2863.2962 | 2905.8725 | 2948.4487 | 2991.0249 | 3033.6011 | 3076.1774 | 3118.7536 | 3161.3298 | 3203.9061 | 3246.4823 | 3261.0915 | 3275.7006 | 3290.3098 | 3304.919 | 3319.5281 | 3334.1373 | 3348.7465 | 3363.3556 | 3377.9648 | 3392.574 | 3407.1832 | 3421.7923 | 3436.4015 | 3451.0107 | 3465.6198 | 3480.229 | 3494.8382 | 3509.4473 | 3524.0565 | 3538.6657
Annual Energy Production (kWh/kW) | Land-Based Wind - Class 8 | Moderate | Annual Energy Production (kWh/kW) ¦ Land-Based Wind - Class 8 ¦ Moderate | 2820.72 | 2841.7352 | 2862.7505 | 2883.7657 | 2904.781 | 2925.7962 | 2946.8114 | 2967.8267 | 2988.8419 | 3009.8572 | 3030.8724 | 3037.6919 | 3044.5113 | 3051.3308 | 3058.1503 | 3064.9697 | 3071.7892 | 3078.6086 | 3085.4281 | 3092.2476 | 3099.067 | 3105.8865 | 3112.706 | 3119.5254 | 3126.3449 | 3133.1643 | 3139.9838 | 3146.8033 | 3153.6227 | 3160.4422 | 3167.2617
Annual Energy Production (kWh/kW) | Land-Based Wind - Class 8 | Conservative | Annual Energy Production (kWh/kW) ¦ Land-Based Wind - Class 8 ¦ Conservative | 2820.72 | 2820.7253 | 2820.7305 | 2820.7358 | 2820.741 | 2820.7463 | 2820.7515 | 2820.7568 | 2820.762 | 2820.7673 | 2820.7726 | 2823.9459 | 2827.1193 | 2830.2927 | 2833.466 | 2836.6394 | 2839.8128 | 2842.9861 | 2846.1595 | 2849.3329 | 2852.5063 | 2855.6796 | 2858.853 | 2862.0264 | 2865.1997 | 2868.3731 | 2871.5465 | 2874.7198 | 2877.8932 | 2881.0666 | 2884.2399
Annual Energy Production (kWh/kW) | Land-Based Wind - Class 9 | Advanced | Annual Energy Production (kWh/kW) ¦ Land-Based Wind - Class 9 ¦ Advanced | 2373.96 | 2417.3457 | 2460.7313 | 2504.117 | 2547.5026 | 2590.8883 | 2634.2739 | 2677.6596 | 2721.0452 | 2764.4309 | 2807.8165 | 2821.8556 | 2835.8947 | 2849.9338 | 2863.9729 | 2878.0119 | 2892.051 | 2906.0901 | 2920.1292 | 2934.1683 | 2948.2073 | 2962.2464 | 2976.2855 | 2990.3246 | 3004.3637 | 3018.4028 | 3032.4418 | 3046.4809 | 3060.52 | 3074.5591 | 3088.5982
Annual Energy Production (kWh/kW) | Land-Based Wind - Class 9 | Moderate | Annual Energy Production (kWh/kW) ¦ Land-Based Wind - Class 9 ¦ Moderate | 2373.96 | 2397.2301 | 2420.5001 | 2443.7702 | 2467.0403 | 2490.3103 | 2513.5804 | 2536.8504 | 2560.1205 | 2583.3906 | 2606.6606 | 2613.1773 | 2619.6939 | 2626.2106 | 2632.7272 | 2639.2439 | 2645.7605 | 2652.2772 | 2658.7939 | 2665.3105 | 2671.8272 | 2678.3438 | 2684.8605 | 2691.3771 | 2697.8938 | 2704.4104 | 2710.9271 | 2717.4437 | 2723.9604 | 2730.477 | 2736.9937
Annual Energy Production (kWh/kW) | Land-Based Wind - Class 9 | Conservative | Annual Energy Production (kWh/kW) ¦ Land-Based Wind - Class 9 ¦ Conservative | 2373.96 | 2378.6676 | 2383.3752 | 2388.0829 | 2392.7905 | 2397.4981 | 2402.2057 | 2406.9134 | 2411.621 | 2416.3286 | 2421.0362 | 2424.0625 | 2427.0888 | 2430.1151 | 2433.1414 | 2436.1677 | 2439.194 | 2442.2203 | 2445.2466 | 2448.2729 | 2451.2992 | 2454.3255 | 2457.3518 | 2460.3781 | 2463.4044 | 2466.4307 | 2469.457 | 2472.4833 | 2475.5096 | 2478.5359 | 2481.5621
Annual Energy Production (kWh/kW) | Land-Based Wind - Class 10 | Advanced | Annual Energy Production (kWh/kW) ¦ Land-Based Wind - Class 10 ¦ Advanced | 1533 | 1559.5156 | 1586.0313 | 1612.5469 | 1639.0626 | 1665.5782 | 1692.0939 | 1718.6095 | 1745.1252 | 1771.6408 | 1798.1564 | 1808.0463 | 1817.9362 | 1827.826 | 1837.7159 | 1847.6057 | 1857.4956 | 1867.3855 | 1877.2753 | 1887.1652 | 1897.055 | 1906.9449 | 1916.8348 | 1926.7246 | 1936.6145 | 1946.5043 | 1956.3942 | 1966.2841 | 1976.1739 | 1986.0638 | 1995.9536
Annual Energy Production (kWh/kW) | Land-Based Wind - Class 10 | Moderate | Annual Energy Production (kWh/kW) ¦ Land-Based Wind - Class 10 ¦ Moderate | 1533 | 1544.2584 | 1555.5167 | 1566.7751 | 1578.0334 | 1589.2918 | 1600.5501 | 1611.8085 | 1623.0668 | 1634.3252 | 1645.5835 | 1650.1089 | 1654.6342 | 1659.1596 | 1663.6849 | 1668.2103 | 1672.7356 | 1677.261 | 1681.7864 | 1686.3117 | 1690.8371 | 1695.3624 | 1699.8878 | 1704.4131 | 1708.9385 | 1713.4638 | 1717.9892 | 1722.5145 | 1727.0399 | 1731.5653 | 1736.0906
Annual Energy Production (kWh/kW) | Land-Based Wind - Class 10 | Conservative | Annual Energy Production (kWh/kW) ¦ Land-Based Wind - Class 10 ¦ Conservative | 1533 | 1531.707 | 1530.414 | 1529.1211 | 1527.8281 | 1526.5351 | 1525.2421 | 1523.9492 | 1522.6562 | 1521.3632 | 1520.0702 | 1522.1603 | 1524.2504 | 1526.3405 | 1528.4306 | 1530.5207 | 1532.6108 | 1534.7009 | 1536.791 | 1538.8811 | 1540.9712 | 1543.0613 | 1545.1514 | 1547.2415 | 1549.3316 | 1551.4217 | 1553.5118 | 1555.6019 | 1557.692 | 1559.7821 | 1561.8722
CAPEX ($/kW) | Land-Based Wind - Class 1 | Advanced | CAPEX ($/kW) ¦ Land-Based Wind - Class 1 ¦ Advanced | 1462 | 1385.8 | 1309.6 | 1233.4 | 1157.2 | 1081 | 1006.0505 | 930.9121 | 855.5846 | 780.0678 | 704.3616 | 695.557 | 686.7525 | 677.948 | 669.1435 | 660.339 | 651.5345 | 642.7299 | 633.9254 | 625.1209 | 616.3164 | 607.5119 | 598.7073 | 589.9028 | 581.0983 | 572.2938 | 563.4893 | 554.6847 | 545.8802 | 537.0757 | 528.2712
CAPEX ($/kW) | Land-Based Wind - Class 1 | Moderate | CAPEX ($/kW) ¦ Land-Based Wind - Class 1 ¦ Moderate | 1462 | 1410.8 | 1359.6 | 1308.4 | 1257.2 | 1206 | 1156.2372 | 1106.3478 | 1056.3318 | 1006.189 | 955.9193 | 946.3601 | 936.8009 | 927.2417 | 917.6825 | 908.1233 | 898.5641 | 889.0049 | 879.4457 | 869.8865 | 860.3273 | 850.7682 | 841.209 | 831.6498 | 822.0906 | 812.5314 | 802.9722 | 793.413 | 783.8538 | 774.2946 | 764.7354
CAPEX ($/kW) | Land-Based Wind - Class 1 | Conservative | CAPEX ($/kW) ¦ Land-Based Wind - Class 1 ¦ Conservative | 1462 | 1415.8 | 1369.6 | 1323.4 | 1277.2 | 1231 | 1186.2745 | 1141.435 | 1096.4812 | 1051.4132 | 1006.2308 | 1001.1997 | 996.1685 | 991.1374 | 986.1062 | 981.075 | 976.0439 | 971.0127 | 965.9816 | 960.9504 | 955.9193 | 950.8881 | 945.857 | 940.8258 | 935.7947 | 930.7635 | 925.7323 | 920.7012 | 915.67 | 910.6389 | 905.6077
CAPEX ($/kW) | Land-Based Wind - Class 2 | Advanced | CAPEX ($/kW) ¦ Land-Based Wind - Class 2 ¦ Advanced | 1462 | 1385.8 | 1309.6 | 1233.4 | 1157.2 | 1081 | 1006.0505 | 930.9121 | 855.5846 | 780.0678 | 704.3616 | 695.557 | 686.7525 | 677.948 | 669.1435 | 660.339 | 651.5345 | 642.7299 | 633.9254 | 625.1209 | 616.3164 | 607.5119 | 598.7073 | 589.9028 | 581.0983 | 572.2938 | 563.4893 | 554.6847 | 545.8802 | 537.0757 | 528.2712
CAPEX ($/kW) | Land-Based Wind - Class 2 | Moderate | CAPEX ($/kW) ¦ Land-Based Wind - Class 2 ¦ Moderate | 1462 | 1410.8 | 1359.6 | 1308.4 | 1257.2 | 1206 | 1156.2372 | 1106.3478 | 1056.3318 | 1006.189 | 955.9193 | 946.3601 | 936.8009 | 927.2417 | 917.6825 | 908.1233 | 898.5641 | 889.0049 | 879.4457 | 869.8865 | 860.3273 | 850.7682 | 841.209 | 831.6498 | 822.0906 | 812.5314 | 802.9722 | 793.413 | 783.8538 | 774.2946 | 764.7354
CAPEX ($/kW) | Land-Based Wind - Class 2 | Conservative | CAPEX ($/kW) ¦ Land-Based Wind - Class 2 ¦ Conservative | 1462 | 1415.8 | 1369.6 | 1323.4 | 1277.2 | 1231 | 1186.2745 | 1141.435 | 1096.4812 | 1051.4132 | 1006.2308 | 1001.1997 | 996.1685 | 991.1374 | 986.1062 | 981.075 | 976.0439 | 971.0127 | 965.9816 | 960.9504 | 955.9193 | 950.8881 | 945.857 | 940.8258 | 935.7947 | 930.7635 | 925.7323 | 920.7012 | 915.67 | 910.6389 | 905.6077
CAPEX ($/kW) | Land-Based Wind - Class 3 | Advanced | CAPEX ($/kW) ¦ Land-Based Wind - Class 3 ¦ Advanced | 1462 | 1385.8 | 1309.6 | 1233.4 | 1157.2 | 1081 | 1006.0505 | 930.9121 | 855.5846 | 780.0678 | 704.3616 | 695.557 | 686.7525 | 677.948 | 669.1435 | 660.339 | 651.5345 | 642.7299 | 633.9254 | 625.1209 | 616.3164 | 607.5119 | 598.7073 | 589.9028 | 581.0983 | 572.2938 | 563.4893 | 554.6847 | 545.8802 | 537.0757 | 528.2712
CAPEX ($/kW) | Land-Based Wind - Class 3 | Moderate | CAPEX ($/kW) ¦ Land-Based Wind - Class 3 ¦ Moderate | 1462 | 1410.8 | 1359.6 | 1308.4 | 1257.2 | 1206 | 1156.2372 | 1106.3478 | 1056.3318 | 1006.189 | 955.9193 | 946.3601 | 936.8009 | 927.2417 | 917.6825 | 908.1233 | 898.5641 | 889.0049 | 879.4457 | 869.8865 | 860.3273 | 850.7682 | 841.209 | 831.6498 | 822.0906 | 812.5314 | 802.9722 | 793.413 | 783.8538 | 774.2946 | 764.7354
CAPEX ($/kW) | Land-Based Wind - Class 3 | Conservative | CAPEX ($/kW) ¦ Land-Based Wind - Class 3 ¦ Conservative | 1462 | 1415.8 | 1369.6 | 1323.4 | 1277.2 | 1231 | 1186.2745 | 1141.435 | 1096.4812 | 1051.4132 | 1006.2308 | 1001.1997 | 996.1685 | 991.1374 | 986.1062 | 981.075 | 976.0439 | 971.0127 | 965.9816 | 960.9504 | 955.9193 | 950.8881 | 945.857 | 940.8258 | 935.7947 | 930.7635 | 925.7323 | 920.7012 | 915.67 | 910.6389 | 905.6077
CAPEX ($/kW) | Land-Based Wind - Class 4 | Advanced | CAPEX ($/kW) ¦ Land-Based Wind - Class 4 ¦ Advanced | 1462 | 1385.8 | 1309.6 | 1233.4 | 1157.2 | 1081 | 1006.0505 | 930.9121 | 855.5846 | 780.0678 | 704.3616 | 695.557 | 686.7525 | 677.948 | 669.1435 | 660.339 | 651.5345 | 642.7299 | 633.9254 | 625.1209 | 616.3164 | 607.5119 | 598.7073 | 589.9028 | 581.0983 | 572.2938 | 563.4893 | 554.6847 | 545.8802 | 537.0757 | 528.2712
CAPEX ($/kW) | Land-Based Wind - Class 4 | Moderate | CAPEX ($/kW) ¦ Land-Based Wind - Class 4 ¦ Moderate | 1462 | 1410.8 | 1359.6 | 1308.4 | 1257.2 | 1206 | 1156.2372 | 1106.3478 | 1056.3318 | 1006.189 | 955.9193 | 946.3601 | 936.8009 | 927.2417 | 917.6825 | 908.1233 | 898.5641 | 889.0049 | 879.4457 | 869.8865 | 860.3273 | 850.7682 | 841.209 | 831.6498 | 822.0906 | 812.5314 | 802.9722 | 793.413 | 783.8538 | 774.2946 | 764.7354
CAPEX ($/kW) | Land-Based Wind - Class 4 | Conservative | CAPEX ($/kW) ¦ Land-Based Wind - Class 4 ¦ Conservative | 1462 | 1415.8 | 1369.6 | 1323.4 | 1277.2 | 1231 | 1186.2745 | 1141.435 | 1096.4812 | 1051.4132 | 1006.2308 | 1001.1997 | 996.1685 | 991.1374 | 986.1062 | 981.075 | 976.0439 | 971.0127 | 965.9816 | 960.9504 | 955.9193 | 950.8881 | 945.857 | 940.8258 | 935.7947 | 930.7635 | 925.7323 | 920.7012 | 915.67 | 910.6389 | 905.6077
CAPEX ($/kW) | Land-Based Wind - Class 5 | Advanced | CAPEX ($/kW) ¦ Land-Based Wind - Class 5 ¦ Advanced | 1462 | 1385.8 | 1309.6 | 1233.4 | 1157.2 | 1081 | 1006.0505 | 930.9121 | 855.5846 | 780.0678 | 704.3616 | 695.557 | 686.7525 | 677.948 | 669.1435 | 660.339 | 651.5345 | 642.7299 | 633.9254 | 625.1209 | 616.3164 | 607.5119 | 598.7073 | 589.9028 | 581.0983 | 572.2938 | 563.4893 | 554.6847 | 545.8802 | 537.0757 | 528.2712
CAPEX ($/kW) | Land-Based Wind - Class 5 | Moderate | CAPEX ($/kW) ¦ Land-Based Wind - Class 5 ¦ Moderate | 1462 | 1410.8 | 1359.6 | 1308.4 | 1257.2 | 1206 | 1156.2372 | 1106.3478 | 1056.3318 | 1006.189 | 955.9193 | 946.3601 | 936.8009 | 927.2417 | 917.6825 | 908.1233 | 898.5641 | 889.0049 | 879.4457 | 869.8865 | 860.3273 | 850.7682 | 841.209 | 831.6498 | 822.0906 | 812.5314 | 802.9722 | 793.413 | 783.8538 | 774.2946 | 764.7354
CAPEX ($/kW) | Land-Based Wind - Class 5 | Conservative | CAPEX ($/kW) ¦ Land-Based Wind - Class 5 ¦ Conservative | 1462 | 1415.8 | 1369.6 | 1323.4 | 1277.2 | 1231 | 1186.2745 | 1141.435 | 1096.4812 | 1051.4132 | 1006.2308 | 1001.1997 | 996.1685 | 991.1374 | 986.1062 | 981.075 | 976.0439 | 971.0127 | 965.9816 | 960.9504 | 955.9193 | 950.8881 | 945.857 | 940.8258 | 935.7947 | 930.7635 | 925.7323 | 920.7012 | 915.67 | 910.6389 | 905.6077
CAPEX ($/kW) | Land-Based Wind - Class 6 | Advanced | CAPEX ($/kW) ¦ Land-Based Wind - Class 6 ¦ Advanced | 1462 | 1385.8 | 1309.6 | 1233.4 | 1157.2 | 1081 | 1006.0505 | 930.9121 | 855.5846 | 780.0678 | 704.3616 | 695.557 | 686.7525 | 677.948 | 669.1435 | 660.339 | 651.5345 | 642.7299 | 633.9254 | 625.1209 | 616.3164 | 607.5119 | 598.7073 | 589.9028 | 581.0983 | 572.2938 | 563.4893 | 554.6847 | 545.8802 | 537.0757 | 528.2712
CAPEX ($/kW) | Land-Based Wind - Class 6 | Moderate | CAPEX ($/kW) ¦ Land-Based Wind - Class 6 ¦ Moderate | 1462 | 1410.8 | 1359.6 | 1308.4 | 1257.2 | 1206 | 1156.2372 | 1106.3478 | 1056.3318 | 1006.189 | 955.9193 | 946.3601 | 936.8009 | 927.2417 | 917.6825 | 908.1233 | 898.5641 | 889.0049 | 879.4457 | 869.8865 | 860.3273 | 850.7682 | 841.209 | 831.6498 | 822.0906 | 812.5314 | 802.9722 | 793.413 | 783.8538 | 774.2946 | 764.7354
CAPEX ($/kW) | Land-Based Wind - Class 6 | Conservative | CAPEX ($/kW) ¦ Land-Based Wind - Class 6 ¦ Conservative | 1462 | 1415.8 | 1369.6 | 1323.4 | 1277.2 | 1231 | 1186.2745 | 1141.435 | 1096.4812 | 1051.4132 | 1006.2308 | 1001.1997 | 996.1685 | 991.1374 | 986.1062 | 981.075 | 976.0439 | 971.0127 | 965.9816 | 960.9504 | 955.9193 | 950.8881 | 945.857 | 940.8258 | 935.7947 | 930.7635 | 925.7323 | 920.7012 | 915.67 | 910.6389 | 905.6077
CAPEX ($/kW) | Land-Based Wind - Class 7 | Advanced | CAPEX ($/kW) ¦ Land-Based Wind - Class 7 ¦ Advanced | 1462 | 1385.8 | 1309.6 | 1233.4 | 1157.2 | 1081 | 1006.0505 | 930.9121 | 855.5846 | 780.0678 | 704.3616 | 695.557 | 686.7525 | 677.948 | 669.1435 | 660.339 | 651.5345 | 642.7299 | 633.9254 | 625.1209 | 616.3164 | 607.5119 | 598.7073 | 589.9028 | 581.0983 | 572.2938 | 563.4893 | 554.6847 | 545.8802 | 537.0757 | 528.2712
CAPEX ($/kW) | Land-Based Wind - Class 7 | Moderate | CAPEX ($/kW) ¦ Land-Based Wind - Class 7 ¦ Moderate | 1462 | 1410.8 | 1359.6 | 1308.4 | 1257.2 | 1206 | 1156.2372 | 1106.3478 | 1056.3318 | 1006.189 | 955.9193 | 946.3601 | 936.8009 | 927.2417 | 917.6825 | 908.1233 | 898.5641 | 889.0049 | 879.4457 | 869.8865 | 860.3273 | 850.7682 | 841.209 | 831.6498 | 822.0906 | 812.5314 | 802.9722 | 793.413 | 783.8538 | 774.2946 | 764.7354
CAPEX ($/kW) | Land-Based Wind - Class 7 | Conservative | CAPEX ($/kW) ¦ Land-Based Wind - Class 7 ¦ Conservative | 1462 | 1415.8 | 1369.6 | 1323.4 | 1277.2 | 1231 | 1186.2745 | 1141.435 | 1096.4812 | 1051.4132 | 1006.2308 | 1001.1997 | 996.1685 | 991.1374 | 986.1062 | 981.075 | 976.0439 | 971.0127 | 965.9816 | 960.9504 | 955.9193 | 950.8881 | 945.857 | 940.8258 | 935.7947 | 930.7635 | 925.7323 | 920.7012 | 915.67 | 910.6389 | 905.6077
CAPEX ($/kW) | Land-Based Wind - Class 8 | Advanced | CAPEX ($/kW) ¦ Land-Based Wind - Class 8 ¦ Advanced | 1462 | 1385.8 | 1309.6 | 1233.4 | 1157.2 | 1081 | 1006.0505 | 930.9121 | 855.5846 | 780.0678 | 704.3616 | 695.557 | 686.7525 | 677.948 | 669.1435 | 660.339 | 651.5345 | 642.7299 | 633.9254 | 625.1209 | 616.3164 | 607.5119 | 598.7073 | 589.9028 | 581.0983 | 572.2938 | 563.4893 | 554.6847 | 545.8802 | 537.0757 | 528.2712
CAPEX ($/kW) | Land-Based Wind - Class 8 | Moderate | CAPEX ($/kW) ¦ Land-Based Wind - Class 8 ¦ Moderate | 1462 | 1410.8 | 1359.6 | 1308.4 | 1257.2 | 1206 | 1156.2372 | 1106.3478 | 1056.3318 | 1006.189 | 955.9193 | 946.3601 | 936.8009 | 927.2417 | 917.6825 | 908.1233 | 898.5641 | 889.0049 | 879.4457 | 869.8865 | 860.3273 | 850.7682 | 841.209 | 831.6498 | 822.0906 | 812.5314 | 802.9722 | 793.413 | 783.8538 | 774.2946 | 764.7354
CAPEX ($/kW) | Land-Based Wind - Class 8 | Conservative | CAPEX ($/kW) ¦ Land-Based Wind - Class 8 ¦ Conservative | 1462 | 1415.8 | 1369.6 | 1323.4 | 1277.2 | 1231 | 1186.2745 | 1141.435 | 1096.4812 | 1051.4132 | 1006.2308 | 1001.1997 | 996.1685 | 991.1374 | 986.1062 | 981.075 | 976.0439 | 971.0127 | 965.9816 | 960.9504 | 955.9193 | 950.8881 | 945.857 | 940.8258 | 935.7947 | 930.7635 | 925.7323 | 920.7012 | 915.67 | 910.6389 | 905.6077
CAPEX ($/kW) | Land-Based Wind - Class 9 | Advanced | CAPEX ($/kW) ¦ Land-Based Wind - Class 9 ¦ Advanced | 1462 | 1385.8 | 1309.6 | 1233.4 | 1157.2 | 1081 | 1006.0505 | 930.9121 | 855.5846 | 780.0678 | 704.3616 | 695.557 | 686.7525 | 677.948 | 669.1435 | 660.339 | 651.5345 | 642.7299 | 633.9254 | 625.1209 | 616.3164 | 607.5119 | 598.7073 | 589.9028 | 581.0983 | 572.2938 | 563.4893 | 554.6847 | 545.8802 | 537.0757 | 528.2712
CAPEX ($/kW) | Land-Based Wind - Class 9 | Moderate | CAPEX ($/kW) ¦ Land-Based Wind - Class 9 ¦ Moderate | 1462 | 1410.8 | 1359.6 | 1308.4 | 1257.2 | 1206 | 1156.2372 | 1106.3478 | 1056.3318 | 1006.189 | 955.9193 | 946.3601 | 936.8009 | 927.2417 | 917.6825 | 908.1233 | 898.5641 | 889.0049 | 879.4457 | 869.8865 | 860.3273 | 850.7682 | 841.209 | 831.6498 | 822.0906 | 812.5314 | 802.9722 | 793.413 | 783.8538 | 774.2946 | 764.7354
CAPEX ($/kW) | Land-Based Wind - Class 9 | Conservative | CAPEX ($/kW) ¦ Land-Based Wind - Class 9 ¦ Conservative | 1462 | 1415.8 | 1369.6 | 1323.4 | 1277.2 | 1231 | 1186.2745 | 1141.435 | 1096.4812 | 1051.4132 | 1006.2308 | 1001.1997 | 996.1685 | 991.1374 | 986.1062 | 981.075 | 976.0439 | 971.0127 | 965.9816 | 960.9504 | 955.9193 | 950.8881 | 945.857 | 940.8258 | 935.7947 | 930.7635 | 925.7323 | 920.7012 | 915.67 | 910.6389 | 905.6077
CAPEX ($/kW) | Land-Based Wind - Class 10 | Advanced | CAPEX ($/kW) ¦ Land-Based Wind - Class 10 ¦ Advanced | 1462 | 1385.8 | 1309.6 | 1233.4 | 1157.2 | 1081 | 1006.0505 | 930.9121 | 855.5846 | 780.0678 | 704.3616 | 695.557 | 686.7525 | 677.948 | 669.1435 | 660.339 | 651.5345 | 642.7299 | 633.9254 | 625.1209 | 616.3164 | 607.5119 | 598.7073 | 589.9028 | 581.0983 | 572.2938 | 563.4893 | 554.6847 | 545.8802 | 537.0757 | 528.2712
CAPEX ($/kW) | Land-Based Wind - Class 10 | Moderate | CAPEX ($/kW) ¦ Land-Based Wind - Class 10 ¦ Moderate | 1462 | 1410.8 | 1359.6 | 1308.4 | 1257.2 | 1206 | 1156.2372 | 1106.3478 | 1056.3318 | 1006.189 | 955.9193 | 946.3601 | 936.8009 | 927.2417 | 917.6825 | 908.1233 | 898.5641 | 889.0049 | 879.4457 | 869.8865 | 860.3273 | 850.7682 | 841.209 | 831.6498 | 822.0906 | 812.5314 | 802.9722 | 793.413 | 783.8538 | 774.2946 | 764.7354
CAPEX ($/kW) | Land-Based Wind - Class 10 | Conservative | CAPEX ($/kW) ¦ Land-Based Wind - Class 10 ¦ Conservative | 1462 | 1415.8 | 1369.6 | 1323.4 | 1277.2 | 1231 | 1186.2745 | 1141.435 | 1096.4812 | 1051.4132 | 1006.2308 | 1001.1997 | 996.1685 | 991.1374 | 986.1062 | 981.075 | 976.0439 | 971.0127 | 965.9816 | 960.9504 | 955.9193 | 950.8881 | 945.857 | 940.8258 | 935.7947 | 930.7635 | 925.7323 | 920.7012 | 915.67 | 910.6389 | 905.6077
Construction Financing Cost ($/kW) | Land-Based Wind - Class 1 | Advanced | Construction Financing Cost ($/kW) ¦ Land-Based Wind - Class 1 ¦ Advanced | 56.8342 | 53.872 | 50.9097 | 47.9475 | 44.9853 | 42.0231 | 40.3114 | 38.4107 | 36.321 | 34.042 | 31.5736 | 31.1789 | 30.7842 | 30.3896 | 29.9949 | 29.6002 | 29.2055 | 28.8109 | 28.4162 | 28.0215 | 27.6269 | 27.2322 | 26.8375 | 26.4429 | 26.0482 | 25.6535 | 25.2588 | 24.8642 | 24.4695 | 24.0748 | 23.6802
Construction Financing Cost ($/kW) | Land-Based Wind - Class 1 | Moderate | Construction Financing Cost ($/kW) ¦ Land-Based Wind - Class 1 ¦ Moderate | 56.8342 | 54.8438 | 52.8535 | 50.8631 | 48.8727 | 46.8824 | 46.3292 | 45.6495 | 44.8431 | 43.9099 | 42.8498 | 42.4213 | 41.9928 | 41.5643 | 41.1358 | 40.7073 | 40.2788 | 39.8503 | 39.4218 | 38.9933 | 38.5648 | 38.1363 | 37.7079 | 37.2794 | 36.8509 | 36.4224 | 35.9939 | 35.5654 | 35.1369 | 34.7084 | 34.2799
Construction Financing Cost ($/kW) | Land-Based Wind - Class 1 | Conservative | Construction Financing Cost ($/kW) ¦ Land-Based Wind - Class 1 ¦ Conservative | 56.8342 | 55.0382 | 53.2422 | 51.4462 | 49.6502 | 47.8542 | 47.5327 | 47.0972 | 46.5475 | 45.8835 | 45.1051 | 44.8796 | 44.654 | 44.4285 | 44.203 | 43.9775 | 43.7519 | 43.5264 | 43.3009 | 43.0754 | 42.8498 | 42.6243 | 42.3988 | 42.1733 | 41.9477 | 41.7222 | 41.4967 | 41.2712 | 41.0456 | 40.8201 | 40.5946
Construction Financing Cost ($/kW) | Land-Based Wind - Class 2 | Advanced | Construction Financing Cost ($/kW) ¦ Land-Based Wind - Class 2 ¦ Advanced | 56.8342 | 53.872 | 50.9097 | 47.9475 | 44.9853 | 42.0231 | 40.3114 | 38.4107 | 36.321 | 34.042 | 31.5736 | 31.1789 | 30.7842 | 30.3896 | 29.9949 | 29.6002 | 29.2055 | 28.8109 | 28.4162 | 28.0215 | 27.6269 | 27.2322 | 26.8375 | 26.4429 | 26.0482 | 25.6535 | 25.2588 | 24.8642 | 24.4695 | 24.0748 | 23.6802
Construction Financing Cost ($/kW) | Land-Based Wind - Class 2 | Moderate | Construction Financing Cost ($/kW) ¦ Land-Based Wind - Class 2 ¦ Moderate | 56.8342 | 54.8438 | 52.8535 | 50.8631 | 48.8727 | 46.8824 | 46.3292 | 45.6495 | 44.8431 | 43.9099 | 42.8498 | 42.4213 | 41.9928 | 41.5643 | 41.1358 | 40.7073 | 40.2788 | 39.8503 | 39.4218 | 38.9933 | 38.5648 | 38.1363 | 37.7079 | 37.2794 | 36.8509 | 36.4224 | 35.9939 | 35.5654 | 35.1369 | 34.7084 | 34.2799
Construction Financing Cost ($/kW) | Land-Based Wind - Class 2 | Conservative | Construction Financing Cost ($/kW) ¦ Land-Based Wind - Class 2 ¦ Conservative | 56.8342 | 55.0382 | 53.2422 | 51.4462 | 49.6502 | 47.8542 | 47.5327 | 47.0972 | 46.5475 | 45.8835 | 45.1051 | 44.8796 | 44.654 | 44.4285 | 44.203 | 43.9775 | 43.7519 | 43.5264 | 43.3009 | 43.0754 | 42.8498 | 42.6243 | 42.3988 | 42.1733 | 41.9477 | 41.7222 | 41.4967 | 41.2712 | 41.0456 | 40.8201 | 40.5946
Construction Financing Cost ($/kW) | Land-Based Wind - Class 3 | Advanced | Construction Financing Cost ($/kW) ¦ Land-Based Wind - Class 3 ¦ Advanced | 56.8342 | 53.872 | 50.9097 | 47.9475 | 44.9853 | 42.0231 | 40.3114 | 38.4107 | 36.321 | 34.042 | 31.5736 | 31.1789 | 30.7842 | 30.3896 | 29.9949 | 29.6002 | 29.2055 | 28.8109 | 28.4162 | 28.0215 | 27.6269 | 27.2322 | 26.8375 | 26.4429 | 26.0482 | 25.6535 | 25.2588 | 24.8642 | 24.4695 | 24.0748 | 23.6802
Construction Financing Cost ($/kW) | Land-Based Wind - Class 3 | Moderate | Construction Financing Cost ($/kW) ¦ Land-Based Wind - Class 3 ¦ Moderate | 56.8342 | 54.8438 | 52.8535 | 50.8631 | 48.8727 | 46.8824 | 46.3292 | 45.6495 | 44.8431 | 43.9099 | 42.8498 | 42.4213 | 41.9928 | 41.5643 | 41.1358 | 40.7073 | 40.2788 | 39.8503 | 39.4218 | 38.9933 | 38.5648 | 38.1363 | 37.7079 | 37.2794 | 36.8509 | 36.4224 | 35.9939 | 35.5654 | 35.1369 | 34.7084 | 34.2799
Construction Financing Cost ($/kW) | Land-Based Wind - Class 3 | Conservative | Construction Financing Cost ($/kW) ¦ Land-Based Wind - Class 3 ¦ Conservative | 56.8342 | 55.0382 | 53.2422 | 51.4462 | 49.6502 | 47.8542 | 47.5327 | 47.0972 | 46.5475 | 45.8835 | 45.1051 | 44.8796 | 44.654 | 44.4285 | 44.203 | 43.9775 | 43.7519 | 43.5264 | 43.3009 | 43.0754 | 42.8498 | 42.6243 | 42.3988 | 42.1733 | 41.9477 | 41.7222 | 41.4967 | 41.2712 | 41.0456 | 40.8201 | 40.5946
Construction Financing Cost ($/kW) | Land-Based Wind - Class 4 | Advanced | Construction Financing Cost ($/kW) ¦ Land-Based Wind - Class 4 ¦ Advanced | 56.8342 | 53.872 | 50.9097 | 47.9475 | 44.9853 | 42.0231 | 40.3114 | 38.4107 | 36.321 | 34.042 | 31.5736 | 31.1789 | 30.7842 | 30.3896 | 29.9949 | 29.6002 | 29.2055 | 28.8109 | 28.4162 | 28.0215 | 27.6269 | 27.2322 | 26.8375 | 26.4429 | 26.0482 | 25.6535 | 25.2588 | 24.8642 | 24.4695 | 24.0748 | 23.6802
Construction Financing Cost ($/kW) | Land-Based Wind - Class 4 | Moderate | Construction Financing Cost ($/kW) ¦ Land-Based Wind - Class 4 ¦ Moderate | 56.8342 | 54.8438 | 52.8535 | 50.8631 | 48.8727 | 46.8824 | 46.3292 | 45.6495 | 44.8431 | 43.9099 | 42.8498 | 42.4213 | 41.9928 | 41.5643 | 41.1358 | 40.7073 | 40.2788 | 39.8503 | 39.4218 | 38.9933 | 38.5648 | 38.1363 | 37.7079 | 37.2794 | 36.8509 | 36.4224 | 35.9939 | 35.5654 | 35.1369 | 34.7084 | 34.2799
Construction Financing Cost ($/kW) | Land-Based Wind - Class 4 | Conservative | Construction Financing Cost ($/kW) ¦ Land-Based Wind - Class 4 ¦ Conservative | 56.8342 | 55.0382 | 53.2422 | 51.4462 | 49.6502 | 47.8542 | 47.5327 | 47.0972 | 46.5475 | 45.8835 | 45.1051 | 44.8796 | 44.654 | 44.4285 | 44.203 | 43.9775 | 43.7519 | 43.5264 | 43.3009 | 43.0754 | 42.8498 | 42.6243 | 42.3988 | 42.1733 | 41.9477 | 41.7222 | 41.4967 | 41.2712 | 41.0456 | 40.8201 | 40.5946
Construction Financing Cost ($/kW) | Land-Based Wind - Class 5 | Advanced | Construction Financing Cost ($/kW) ¦ Land-Based Wind - Class 5 ¦ Advanced | 56.8342 | 53.872 | 50.9097 | 47.9475 | 44.9853 | 42.0231 | 40.3114 | 38.4107 | 36.321 | 34.042 | 31.5736 | 31.1789 | 30.7842 | 30.3896 | 29.9949 | 29.6002 | 29.2055 | 28.8109 | 28.4162 | 28.0215 | 27.6269 | 27.2322 | 26.8375 | 26.4429 | 26.0482 | 25.6535 | 25.2588 | 24.8642 | 24.4695 | 24.0748 | 23.6802
Construction Financing Cost ($/kW) | Land-Based Wind - Class 5 | Moderate | Construction Financing Cost ($/kW) ¦ Land-Based Wind - Class 5 ¦ Moderate | 56.8342 | 54.8438 | 52.8535 | 50.8631 | 48.8727 | 46.8824 | 46.3292 | 45.6495 | 44.8431 | 43.9099 | 42.8498 | 42.4213 | 41.9928 | 41.5643 | 41.1358 | 40.7073 | 40.2788 | 39.8503 | 39.4218 | 38.9933 | 38.5648 | 38.1363 | 37.7079 | 37.2794 | 36.8509 | 36.4224 | 35.9939 | 35.5654 | 35.1369 | 34.7084 | 34.2799
Construction Financing Cost ($/kW) | Land-Based Wind - Class 5 | Conservative | Construction Financing Cost ($/kW) ¦ Land-Based Wind - Class 5 ¦ Conservative | 56.8342 | 55.0382 | 53.2422 | 51.4462 | 49.6502 | 47.8542 | 47.5327 | 47.0972 | 46.5475 | 45.8835 | 45.1051 | 44.8796 | 44.654 | 44.4285 | 44.203 | 43.9775 | 43.7519 | 43.5264 | 43.3009 | 43.0754 | 42.8498 | 42.6243 | 42.3988 | 42.1733 | 41.9477 | 41.7222 | 41.4967 | 41.2712 | 41.0456 | 40.8201 | 40.5946
Construction Financing Cost ($/kW) | Land-Based Wind - Class 6 | Advanced | Construction Financing Cost ($/kW) ¦ Land-Based Wind - Class 6 ¦ Advanced | 56.8342 | 53.872 | 50.9097 | 47.9475 | 44.9853 | 42.0231 | 40.3114 | 38.4107 | 36.321 | 34.042 | 31.5736 | 31.1789 | 30.7842 | 30.3896 | 29.9949 | 29.6002 | 29.2055 | 28.8109 | 28.4162 | 28.0215 | 27.6269 | 27.2322 | 26.8375 | 26.4429 | 26.0482 | 25.6535 | 25.2588 | 24.8642 | 24.4695 | 24.0748 | 23.6802
Construction Financing Cost ($/kW) | Land-Based Wind - Class 6 | Moderate | Construction Financing Cost ($/kW) ¦ Land-Based Wind - Class 6 ¦ Moderate | 56.8342 | 54.8438 | 52.8535 | 50.8631 | 48.8727 | 46.8824 | 46.3292 | 45.6495 | 44.8431 | 43.9099 | 42.8498 | 42.4213 | 41.9928 | 41.5643 | 41.1358 | 40.7073 | 40.2788 | 39.8503 | 39.4218 | 38.9933 | 38.5648 | 38.1363 | 37.7079 | 37.2794 | 36.8509 | 36.4224 | 35.9939 | 35.5654 | 35.1369 | 34.7084 | 34.2799
Construction Financing Cost ($/kW) | Land-Based Wind - Class 6 | Conservative | Construction Financing Cost ($/kW) ¦ Land-Based Wind - Class 6 ¦ Conservative | 56.8342 | 55.0382 | 53.2422 | 51.4462 | 49.6502 | 47.8542 | 47.5327 | 47.0972 | 46.5475 | 45.8835 | 45.1051 | 44.8796 | 44.654 | 44.4285 | 44.203 | 43.9775 | 43.7519 | 43.5264 | 43.3009 | 43.0754 | 42.8498 | 42.6243 | 42.3988 | 42.1733 | 41.9477 | 41.7222 | 41.4967 | 41.2712 | 41.0456 | 40.8201 | 40.5946
Construction Financing Cost ($/kW) | Land-Based Wind - Class 7 | Advanced | Construction Financing Cost ($/kW) ¦ Land-Based Wind - Class 7 ¦ Advanced | 56.8342 | 53.872 | 50.9097 | 47.9475 | 44.9853 | 42.0231 | 40.3114 | 38.4107 | 36.321 | 34.042 | 31.5736 | 31.1789 | 30.7842 | 30.3896 | 29.9949 | 29.6002 | 29.2055 | 28.8109 | 28.4162 | 28.0215 | 27.6269 | 27.2322 | 26.8375 | 26.4429 | 26.0482 | 25.6535 | 25.2588 | 24.8642 | 24.4695 | 24.0748 | 23.6802
Construction Financing Cost ($/kW) | Land-Based Wind - Class 7 | Moderate | Construction Financing Cost ($/kW) ¦ Land-Based Wind - Class 7 ¦ Moderate | 56.8342 | 54.8438 | 52.8535 | 50.8631 | 48.8727 | 46.8824 | 46.3292 | 45.6495 | 44.8431 | 43.9099 | 42.8498 | 42.4213 | 41.9928 | 41.5643 | 41.1358 | 40.7073 | 40.2788 | 39.8503 | 39.4218 | 38.9933 | 38.5648 | 38.1363 | 37.7079 | 37.2794 | 36.8509 | 36.4224 | 35.9939 | 35.5654 | 35.1369 | 34.7084 | 34.2799
Construction Financing Cost ($/kW) | Land-Based Wind - Class 7 | Conservative | Construction Financing Cost ($/kW) ¦ Land-Based Wind - Class 7 ¦ Conservative | 56.8342 | 55.0382 | 53.2422 | 51.4462 | 49.6502 | 47.8542 | 47.5327 | 47.0972 | 46.5475 | 45.8835 | 45.1051 | 44.8796 | 44.654 | 44.4285 | 44.203 | 43.9775 | 43.7519 | 43.5264 | 43.3009 | 43.0754 | 42.8498 | 42.6243 | 42.3988 | 42.1733 | 41.9477 | 41.7222 | 41.4967 | 41.2712 | 41.0456 | 40.8201 | 40.5946
Construction Financing Cost ($/kW) | Land-Based Wind - Class 8 | Advanced | Construction Financing Cost ($/kW) ¦ Land-Based Wind - Class 8 ¦ Advanced | 56.8342 | 53.872 | 50.9097 | 47.9475 | 44.9853 | 42.0231 | 40.3114 | 38.4107 | 36.321 | 34.042 | 31.5736 | 31.1789 | 30.7842 | 30.3896 | 29.9949 | 29.6002 | 29.2055 | 28.8109 | 28.4162 | 28.0215 | 27.6269 | 27.2322 | 26.8375 | 26.4429 | 26.0482 | 25.6535 | 25.2588 | 24.8642 | 24.4695 | 24.0748 | 23.6802
Construction Financing Cost ($/kW) | Land-Based Wind - Class 8 | Moderate | Construction Financing Cost ($/kW) ¦ Land-Based Wind - Class 8 ¦ Moderate | 56.8342 | 54.8438 | 52.8535 | 50.8631 | 48.8727 | 46.8824 | 46.3292 | 45.6495 | 44.8431 | 43.9099 | 42.8498 | 42.4213 | 41.9928 | 41.5643 | 41.1358 | 40.7073 | 40.2788 | 39.8503 | 39.4218 | 38.9933 | 38.5648 | 38.1363 | 37.7079 | 37.2794 | 36.8509 | 36.4224 | 35.9939 | 35.5654 | 35.1369 | 34.7084 | 34.2799
Construction Financing Cost ($/kW) | Land-Based Wind - Class 8 | Conservative | Construction Financing Cost ($/kW) ¦ Land-Based Wind - Class 8 ¦ Conservative | 56.8342 | 55.0382 | 53.2422 | 51.4462 | 49.6502 | 47.8542 | 47.5327 | 47.0972 | 46.5475 | 45.8835 | 45.1051 | 44.8796 | 44.654 | 44.4285 | 44.203 | 43.9775 | 43.7519 | 43.5264 | 43.3009 | 43.0754 | 42.8498 | 42.6243 | 42.3988 | 42.1733 | 41.9477 | 41.7222 | 41.4967 | 41.2712 | 41.0456 | 40.8201 | 40.5946
Construction Financing Cost ($/kW) | Land-Based Wind - Class 9 | Advanced | Construction Financing Cost ($/kW) ¦ Land-Based Wind - Class 9 ¦ Advanced | 56.8342 | 53.872 | 50.9097 | 47.9475 | 44.9853 | 42.0231 | 40.3114 | 38.4107 | 36.321 | 34.042 | 31.5736 | 31.1789 | 30.7842 | 30.3896 | 29.9949 | 29.6002 | 29.2055 | 28.8109 | 28.4162 | 28.0215 | 27.6269 | 27.2322 | 26.8375 | 26.4429 | 26.0482 | 25.6535 | 25.2588 | 24.8642 | 24.4695 | 24.0748 | 23.6802
Construction Financing Cost ($/kW) | Land-Based Wind - Class 9 | Moderate | Construction Financing Cost ($/kW) ¦ Land-Based Wind - Class 9 ¦ Moderate | 56.8342 | 54.8438 | 52.8535 | 50.8631 | 48.8727 | 46.8824 | 46.3292 | 45.6495 | 44.8431 | 43.9099 | 42.8498 | 42.4213 | 41.9928 | 41.5643 | 41.1358 | 40.7073 | 40.2788 | 39.8503 | 39.4218 | 38.9933 | 38.5648 | 38.1363 | 37.7079 | 37.2794 | 36.8509 | 36.4224 | 35.9939 | 35.5654 | 35.1369 | 34.7084 | 34.2799
Construction Financing Cost ($/kW) | Land-Based Wind - Class 9 | Conservative | Construction Financing Cost ($/kW) ¦ Land-Based Wind - Class 9 ¦ Conservative | 56.8342 | 55.0382 | 53.2422 | 51.4462 | 49.6502 | 47.8542 | 47.5327 | 47.0972 | 46.5475 | 45.8835 | 45.1051 | 44.8796 | 44.654 | 44.4285 | 44.203 | 43.9775 | 43.7519 | 43.5264 | 43.3009 | 43.0754 | 42.8498 | 42.6243 | 42.3988 | 42.1733 | 41.9477 | 41.7222 | 41.4967 | 41.2712 | 41.0456 | 40.8201 | 40.5946
Construction Financing Cost ($/kW) | Land-Based Wind - Class 10 | Advanced | Construction Financing Cost ($/kW) ¦ Land-Based Wind - Class 10 ¦ Advanced | 56.8342 | 53.872 | 50.9097 | 47.9475 | 44.9853 | 42.0231 | 40.3114 | 38.4107 | 36.321 | 34.042 | 31.5736 | 31.1789 | 30.7842 | 30.3896 | 29.9949 | 29.6002 | 29.2055 | 28.8109 | 28.4162 | 28.0215 | 27.6269 | 27.2322 | 26.8375 | 26.4429 | 26.0482 | 25.6535 | 25.2588 | 24.8642 | 24.4695 | 24.0748 | 23.6802
Construction Financing Cost ($/kW) | Land-Based Wind - Class 10 | Moderate | Construction Financing Cost ($/kW) ¦ Land-Based Wind - Class 10 ¦ Moderate | 56.8342 | 54.8438 | 52.8535 | 50.8631 | 48.8727 | 46.8824 | 46.3292 | 45.6495 | 44.8431 | 43.9099 | 42.8498 | 42.4213 | 41.9928 | 41.5643 | 41.1358 | 40.7073 | 40.2788 | 39.8503 | 39.4218 | 38.9933 | 38.5648 | 38.1363 | 37.7079 | 37.2794 | 36.8509 | 36.4224 | 35.9939 | 35.5654 | 35.1369 | 34.7084 | 34.2799
Construction Financing Cost ($/kW) | Land-Based Wind - Class 10 | Conservative | Construction Financing Cost ($/kW) ¦ Land-Based Wind - Class 10 ¦ Conservative | 56.8342 | 55.0382 | 53.2422 | 51.4462 | 49.6502 | 47.8542 | 47.5327 | 47.0972 | 46.5475 | 45.8835 | 45.1051 | 44.8796 | 44.654 | 44.4285 | 44.203 | 43.9775 | 43.7519 | 43.5264 | 43.3009 | 43.0754 | 42.8498 | 42.6243 | 42.3988 | 42.1733 | 41.9477 | 41.7222 | 41.4967 | 41.2712 | 41.0456 | 40.8201 | 40.5946
Overnight Capital Cost ($/kW) | Land-Based Wind - Class 1 | Advanced | Overnight Capital Cost ($/kW) ¦ Land-Based Wind - Class 1 ¦ Advanced | 1405.1658 | 1331.928 | 1258.6903 | 1185.4525 | 1112.2147 | 1038.9769 | 965.7391 | 892.5014 | 819.2636 | 746.0258 | 672.788 | 664.3782 | 655.9683 | 647.5585 | 639.1486 | 630.7388 | 622.3289 | 613.9191 | 605.5092 | 597.0994 | 588.6895 | 580.2797 | 571.8698 | 563.46 | 555.0501 | 546.6403 | 538.2304 | 529.8206 | 521.4107 | 513.0009 | 504.591
Overnight Capital Cost ($/kW) | Land-Based Wind - Class 1 | Moderate | Overnight Capital Cost ($/kW) ¦ Land-Based Wind - Class 1 ¦ Moderate | 1405.1658 | 1355.9562 | 1306.7465 | 1257.5369 | 1208.3273 | 1159.1176 | 1109.908 | 1060.6984 | 1011.4887 | 962.2791 | 913.0694 | 903.9387 | 894.8081 | 885.6774 | 876.5467 | 867.416 | 858.2853 | 849.1546 | 840.0239 | 830.8932 | 821.7625 | 812.6318 | 803.5011 | 794.3704 | 785.2397 | 776.109 | 766.9783 | 757.8476 | 748.7169 | 739.5862 | 730.4556
Overnight Capital Cost ($/kW) | Land-Based Wind - Class 1 | Conservative | Overnight Capital Cost ($/kW) ¦ Land-Based Wind - Class 1 ¦ Conservative | 1405.1658 | 1360.7618 | 1316.3578 | 1271.9538 | 1227.5498 | 1183.1458 | 1138.7418 | 1094.3378 | 1049.9337 | 1005.5297 | 961.1257 | 956.3201 | 951.5145 | 946.7088 | 941.9032 | 937.0976 | 932.292 | 927.4863 | 922.6807 | 917.8751 | 913.0694 | 908.2638 | 903.4582 | 898.6526 | 893.8469 | 889.0413 | 884.2357 | 879.43 | 874.6244 | 869.8188 | 865.0132
Overnight Capital Cost ($/kW) | Land-Based Wind - Class 2 | Advanced | Overnight Capital Cost ($/kW) ¦ Land-Based Wind - Class 2 ¦ Advanced | 1405.1658 | 1331.928 | 1258.6903 | 1185.4525 | 1112.2147 | 1038.9769 | 965.7391 | 892.5014 | 819.2636 | 746.0258 | 672.788 | 664.3782 | 655.9683 | 647.5585 | 639.1486 | 630.7388 | 622.3289 | 613.9191 | 605.5092 | 597.0994 | 588.6895 | 580.2797 | 571.8698 | 563.46 | 555.0501 | 546.6403 | 538.2304 | 529.8206 | 521.4107 | 513.0009 | 504.591
Overnight Capital Cost ($/kW) | Land-Based Wind - Class 2 | Moderate | Overnight Capital Cost ($/kW) ¦ Land-Based Wind - Class 2 ¦ Moderate | 1405.1658 | 1355.9562 | 1306.7465 | 1257.5369 | 1208.3273 | 1159.1176 | 1109.908 | 1060.6984 | 1011.4887 | 962.2791 | 913.0694 | 903.9387 | 894.8081 | 885.6774 | 876.5467 | 867.416 | 858.2853 | 849.1546 | 840.0239 | 830.8932 | 821.7625 | 812.6318 | 803.5011 | 794.3704 | 785.2397 | 776.109 | 766.9783 | 757.8476 | 748.7169 | 739.5862 | 730.4556
Overnight Capital Cost ($/kW) | Land-Based Wind - Class 2 | Conservative | Overnight Capital Cost ($/kW) ¦ Land-Based Wind - Class 2 ¦ Conservative | 1405.1658 | 1360.7618 | 1316.3578 | 1271.9538 | 1227.5498 | 1183.1458 | 1138.7418 | 1094.3378 | 1049.9337 | 1005.5297 | 961.1257 | 956.3201 | 951.5145 | 946.7088 | 941.9032 | 937.0976 | 932.292 | 927.4863 | 922.6807 | 917.8751 | 913.0694 | 908.2638 | 903.4582 | 898.6526 | 893.8469 | 889.0413 | 884.2357 | 879.43 | 874.6244 | 869.8188 | 865.0132
Overnight Capital Cost ($/kW) | Land-Based Wind - Class 3 | Advanced | Overnight Capital Cost ($/kW) ¦ Land-Based Wind - Class 3 ¦ Advanced | 1405.1658 | 1331.928 | 1258.6903 | 1185.4525 | 1112.2147 | 1038.9769 | 965.7391 | 892.5014 | 819.2636 | 746.0258 | 672.788 | 664.3782 | 655.9683 | 647.5585 | 639.1486 | 630.7388 | 622.3289 | 613.9191 | 605.5092 | 597.0994 | 588.6895 | 580.2797 | 571.8698 | 563.46 | 555.0501 | 546.6403 | 538.2304 | 529.8206 | 521.4107 | 513.0009 | 504.591
Overnight Capital Cost ($/kW) | Land-Based Wind - Class 3 | Moderate | Overnight Capital Cost ($/kW) ¦ Land-Based Wind - Class 3 ¦ Moderate | 1405.1658 | 1355.9562 | 1306.7465 | 1257.5369 | 1208.3273 | 1159.1176 | 1109.908 | 1060.6984 | 1011.4887 | 962.2791 | 913.0694 | 903.9387 | 894.8081 | 885.6774 | 876.5467 | 867.416 | 858.2853 | 849.1546 | 840.0239 | 830.8932 | 821.7625 | 812.6318 | 803.5011 | 794.3704 | 785.2397 | 776.109 | 766.9783 | 757.8476 | 748.7169 | 739.5862 | 730.4556
Overnight Capital Cost ($/kW) | Land-Based Wind - Class 3 | Conservative | Overnight Capital Cost ($/kW) ¦ Land-Based Wind - Class 3 ¦ Conservative | 1405.1658 | 1360.7618 | 1316.3578 | 1271.9538 | 1227.5498 | 1183.1458 | 1138.7418 | 1094.3378 | 1049.9337 | 1005.5297 | 961.1257 | 956.3201 | 951.5145 | 946.7088 | 941.9032 | 937.0976 | 932.292 | 927.4863 | 922.6807 | 917.8751 | 913.0694 | 908.2638 | 903.4582 | 898.6526 | 893.8469 | 889.0413 | 884.2357 | 879.43 | 874.6244 | 869.8188 | 865.0132
Overnight Capital Cost ($/kW) | Land-Based Wind - Class 4 | Advanced | Overnight Capital Cost ($/kW) ¦ Land-Based Wind - Class 4 ¦ Advanced | 1405.1658 | 1331.928 | 1258.6903 | 1185.4525 | 1112.2147 | 1038.9769 | 965.7391 | 892.5014 | 819.2636 | 746.0258 | 672.788 | 664.3782 | 655.9683 | 647.5585 | 639.1486 | 630.7388 | 622.3289 | 613.9191 | 605.5092 | 597.0994 | 588.6895 | 580.2797 | 571.8698 | 563.46 | 555.0501 | 546.6403 | 538.2304 | 529.8206 | 521.4107 | 513.0009 | 504.591
Overnight Capital Cost ($/kW) | Land-Based Wind - Class 4 | Moderate | Overnight Capital Cost ($/kW) ¦ Land-Based Wind - Class 4 ¦ Moderate | 1405.1658 | 1355.9562 | 1306.7465 | 1257.5369 | 1208.3273 | 1159.1176 | 1109.908 | 1060.6984 | 1011.4887 | 962.2791 | 913.0694 | 903.9387 | 894.8081 | 885.6774 | 876.5467 | 867.416 | 858.2853 | 849.1546 | 840.0239 | 830.8932 | 821.7625 | 812.6318 | 803.5011 | 794.3704 | 785.2397 | 776.109 | 766.9783 | 757.8476 | 748.7169 | 739.5862 | 730.4556
Overnight Capital Cost ($/kW) | Land-Based Wind - Class 4 | Conservative | Overnight Capital Cost ($/kW) ¦ Land-Based Wind - Class 4 ¦ Conservative | 1405.1658 | 1360.7618 | 1316.3578 | 1271.9538 | 1227.5498 | 1183.1458 | 1138.7418 | 1094.3378 | 1049.9337 | 1005.5297 | 961.1257 | 956.3201 | 951.5145 | 946.7088 | 941.9032 | 937.0976 | 932.292 | 927.4863 | 922.6807 | 917.8751 | 913.0694 | 908.2638 | 903.4582 | 898.6526 | 893.8469 | 889.0413 | 884.2357 | 879.43 | 874.6244 | 869.8188 | 865.0132
Overnight Capital Cost ($/kW) | Land-Based Wind - Class 5 | Advanced | Overnight Capital Cost ($/kW) ¦ Land-Based Wind - Class 5 ¦ Advanced | 1405.1658 | 1331.928 | 1258.6903 | 1185.4525 | 1112.2147 | 1038.9769 | 965.7391 | 892.5014 | 819.2636 | 746.0258 | 672.788 | 664.3782 | 655.9683 | 647.5585 | 639.1486 | 630.7388 | 622.3289 | 613.9191 | 605.5092 | 597.0994 | 588.6895 | 580.2797 | 571.8698 | 563.46 | 555.0501 | 546.6403 | 538.2304 | 529.8206 | 521.4107 | 513.0009 | 504.591
Overnight Capital Cost ($/kW) | Land-Based Wind - Class 5 | Moderate | Overnight Capital Cost ($/kW) ¦ Land-Based Wind - Class 5 ¦ Moderate | 1405.1658 | 1355.9562 | 1306.7465 | 1257.5369 | 1208.3273 | 1159.1176 | 1109.908 | 1060.6984 | 1011.4887 | 962.2791 | 913.0694 | 903.9387 | 894.8081 | 885.6774 | 876.5467 | 867.416 | 858.2853 | 849.1546 | 840.0239 | 830.8932 | 821.7625 | 812.6318 | 803.5011 | 794.3704 | 785.2397 | 776.109 | 766.9783 | 757.8476 | 748.7169 | 739.5862 | 730.4556
Overnight Capital Cost ($/kW) | Land-Based Wind - Class 5 | Conservative | Overnight Capital Cost ($/kW) ¦ Land-Based Wind - Class 5 ¦ Conservative | 1405.1658 | 1360.7618 | 1316.3578 | 1271.9538 | 1227.5498 | 1183.1458 | 1138.7418 | 1094.3378 | 1049.9337 | 1005.5297 | 961.1257 | 956.3201 | 951.5145 | 946.7088 | 941.9032 | 937.0976 | 932.292 | 927.4863 | 922.6807 | 917.8751 | 913.0694 | 908.2638 | 903.4582 | 898.6526 | 893.8469 | 889.0413 | 884.2357 | 879.43 | 874.6244 | 869.8188 | 865.0132
Overnight Capital Cost ($/kW) | Land-Based Wind - Class 6 | Advanced | Overnight Capital Cost ($/kW) ¦ Land-Based Wind - Class 6 ¦ Advanced | 1405.1658 | 1331.928 | 1258.6903 | 1185.4525 | 1112.2147 | 1038.9769 | 965.7391 | 892.5014 | 819.2636 | 746.0258 | 672.788 | 664.3782 | 655.9683 | 647.5585 | 639.1486 | 630.7388 | 622.3289 | 613.9191 | 605.5092 | 597.0994 | 588.6895 | 580.2797 | 571.8698 | 563.46 | 555.0501 | 546.6403 | 538.2304 | 529.8206 | 521.4107 | 513.0009 | 504.591
Overnight Capital Cost ($/kW) | Land-Based Wind - Class 6 | Moderate | Overnight Capital Cost ($/kW) ¦ Land-Based Wind - Class 6 ¦ Moderate | 1405.1658 | 1355.9562 | 1306.7465 | 1257.5369 | 1208.3273 | 1159.1176 | 1109.908 | 1060.6984 | 1011.4887 | 962.2791 | 913.0694 | 903.9387 | 894.8081 | 885.6774 | 876.5467 | 867.416 | 858.2853 | 849.1546 | 840.0239 | 830.8932 | 821.7625 | 812.6318 | 803.5011 | 794.3704 | 785.2397 | 776.109 | 766.9783 | 757.8476 | 748.7169 | 739.5862 | 730.4556
Overnight Capital Cost ($/kW) | Land-Based Wind - Class 6 | Conservative | Overnight Capital Cost ($/kW) ¦ Land-Based Wind - Class 6 ¦ Conservative | 1405.1658 | 1360.7618 | 1316.3578 | 1271.9538 | 1227.5498 | 1183.1458 | 1138.7418 | 1094.3378 | 1049.9337 | 1005.5297 | 961.1257 | 956.3201 | 951.5145 | 946.7088 | 941.9032 | 937.0976 | 932.292 | 927.4863 | 922.6807 | 917.8751 | 913.0694 | 908.2638 | 903.4582 | 898.6526 | 893.8469 | 889.0413 | 884.2357 | 879.43 | 874.6244 | 869.8188 | 865.0132
Overnight Capital Cost ($/kW) | Land-Based Wind - Class 7 | Advanced | Overnight Capital Cost ($/kW) ¦ Land-Based Wind - Class 7 ¦ Advanced | 1405.1658 | 1331.928 | 1258.6903 | 1185.4525 | 1112.2147 | 1038.9769 | 965.7391 | 892.5014 | 819.2636 | 746.0258 | 672.788 | 664.3782 | 655.9683 | 647.5585 | 639.1486 | 630.7388 | 622.3289 | 613.9191 | 605.5092 | 597.0994 | 588.6895 | 580.2797 | 571.8698 | 563.46 | 555.0501 | 546.6403 | 538.2304 | 529.8206 | 521.4107 | 513.0009 | 504.591
Overnight Capital Cost ($/kW) | Land-Based Wind - Class 7 | Moderate | Overnight Capital Cost ($/kW) ¦ Land-Based Wind - Class 7 ¦ Moderate | 1405.1658 | 1355.9562 | 1306.7465 | 1257.5369 | 1208.3273 | 1159.1176 | 1109.908 | 1060.6984 | 1011.4887 | 962.2791 | 913.0694 | 903.9387 | 894.8081 | 885.6774 | 876.5467 | 867.416 | 858.2853 | 849.1546 | 840.0239 | 830.8932 | 821.7625 | 812.6318 | 803.5011 | 794.3704 | 785.2397 | 776.109 | 766.9783 | 757.8476 | 748.7169 | 739.5862 | 730.4556
Overnight Capital Cost ($/kW) | Land-Based Wind - Class 7 | Conservative | Overnight Capital Cost ($/kW) ¦ Land-Based Wind - Class 7 ¦ Conservative | 1405.1658 | 1360.7618 | 1316.3578 | 1271.9538 | 1227.5498 | 1183.1458 | 1138.7418 | 1094.3378 | 1049.9337 | 1005.5297 | 961.1257 | 956.3201 | 951.5145 | 946.7088 | 941.9032 | 937.0976 | 932.292 | 927.4863 | 922.6807 | 917.8751 | 913.0694 | 908.2638 | 903.4582 | 898.6526 | 893.8469 | 889.0413 | 884.2357 | 879.43 | 874.6244 | 869.8188 | 865.0132
Overnight Capital Cost ($/kW) | Land-Based Wind - Class 8 | Advanced | Overnight Capital Cost ($/kW) ¦ Land-Based Wind - Class 8 ¦ Advanced | 1405.1658 | 1331.928 | 1258.6903 | 1185.4525 | 1112.2147 | 1038.9769 | 965.7391 | 892.5014 | 819.2636 | 746.0258 | 672.788 | 664.3782 | 655.9683 | 647.5585 | 639.1486 | 630.7388 | 622.3289 | 613.9191 | 605.5092 | 597.0994 | 588.6895 | 580.2797 | 571.8698 | 563.46 | 555.0501 | 546.6403 | 538.2304 | 529.8206 | 521.4107 | 513.0009 | 504.591
Overnight Capital Cost ($/kW) | Land-Based Wind - Class 8 | Moderate | Overnight Capital Cost ($/kW) ¦ Land-Based Wind - Class 8 ¦ Moderate | 1405.1658 | 1355.9562 | 1306.7465 | 1257.5369 | 1208.3273 | 1159.1176 | 1109.908 | 1060.6984 | 1011.4887 | 962.2791 | 913.0694 | 903.9387 | 894.8081 | 885.6774 | 876.5467 | 867.416 | 858.2853 | 849.1546 | 840.0239 | 830.8932 | 821.7625 | 812.6318 | 803.5011 | 794.3704 | 785.2397 | 776.109 | 766.9783 | 757.8476 | 748.7169 | 739.5862 | 730.4556
Overnight Capital Cost ($/kW) | Land-Based Wind - Class 8 | Conservative | Overnight Capital Cost ($/kW) ¦ Land-Based Wind - Class 8 ¦ Conservative | 1405.1658 | 1360.7618 | 1316.3578 | 1271.9538 | 1227.5498 | 1183.1458 | 1138.7418 | 1094.3378 | 1049.9337 | 1005.5297 | 961.1257 | 956.3201 | 951.5145 | 946.7088 | 941.9032 | 937.0976 | 932.292 | 927.4863 | 922.6807 | 917.8751 | 913.0694 | 908.2638 | 903.4582 | 898.6526 | 893.8469 | 889.0413 | 884.2357 | 879.43 | 874.6244 | 869.8188 | 865.0132
Overnight Capital Cost ($/kW) | Land-Based Wind - Class 9 | Advanced | Overnight Capital Cost ($/kW) ¦ Land-Based Wind - Class 9 ¦ Advanced | 1405.1658 | 1331.928 | 1258.6903 | 1185.4525 | 1112.2147 | 1038.9769 | 965.7391 | 892.5014 | 819.2636 | 746.0258 | 672.788 | 664.3782 | 655.9683 | 647.5585 | 639.1486 | 630.7388 | 622.3289 | 613.9191 | 605.5092 | 597.0994 | 588.6895 | 580.2797 | 571.8698 | 563.46 | 555.0501 | 546.6403 | 538.2304 | 529.8206 | 521.4107 | 513.0009 | 504.591
Overnight Capital Cost ($/kW) | Land-Based Wind - Class 9 | Moderate | Overnight Capital Cost ($/kW) ¦ Land-Based Wind - Class 9 ¦ Moderate | 1405.1658 | 1355.9562 | 1306.7465 | 1257.5369 | 1208.3273 | 1159.1176 | 1109.908 | 1060.6984 | 1011.4887 | 962.2791 | 913.0694 | 903.9387 | 894.8081 | 885.6774 | 876.5467 | 867.416 | 858.2853 | 849.1546 | 840.0239 | 830.8932 | 821.7625 | 812.6318 | 803.5011 | 794.3704 | 785.2397 | 776.109 | 766.9783 | 757.8476 | 748.7169 | 739.5862 | 730.4556
Overnight Capital Cost ($/kW) | Land-Based Wind - Class 9 | Conservative | Overnight Capital Cost ($/kW) ¦ Land-Based Wind - Class 9 ¦ Conservative | 1405.1658 | 1360.7618 | 1316.3578 | 1271.9538 | 1227.5498 | 1183.1458 | 1138.7418 | 1094.3378 | 1049.9337 | 1005.5297 | 961.1257 | 956.3201 | 951.5145 | 946.7088 | 941.9032 | 937.0976 | 932.292 | 927.4863 | 922.6807 | 917.8751 | 913.0694 | 908.2638 | 903.4582 | 898.6526 | 893.8469 | 889.0413 | 884.2357 | 879.43 | 874.6244 | 869.8188 | 865.0132
Overnight Capital Cost ($/kW) | Land-Based Wind - Class 10 | Advanced | Overnight Capital Cost ($/kW) ¦ Land-Based Wind - Class 10 ¦ Advanced | 1405.1658 | 1331.928 | 1258.6903 | 1185.4525 | 1112.2147 | 1038.9769 | 965.7391 | 892.5014 | 819.2636 | 746.0258 | 672.788 | 664.3782 | 655.9683 | 647.5585 | 639.1486 | 630.7388 | 622.3289 | 613.9191 | 605.5092 | 597.0994 | 588.6895 | 580.2797 | 571.8698 | 563.46 | 555.0501 | 546.6403 | 538.2304 | 529.8206 | 521.4107 | 513.0009 | 504.591
Overnight Capital Cost ($/kW) | Land-Based Wind - Class 10 | Moderate | Overnight Capital Cost ($/kW) ¦ Land-Based Wind - Class 10 ¦ Moderate | 1405.1658 | 1355.9562 | 1306.7465 | 1257.5369 | 1208.3273 | 1159.1176 | 1109.908 | 1060.6984 | 1011.4887 | 962.2791 | 913.0694 | 903.9387 | 894.8081 | 885.6774 | 876.5467 | 867.416 | 858.2853 | 849.1546 | 840.0239 | 830.8932 | 821.7625 | 812.6318 | 803.5011 | 794.3704 | 785.2397 | 776.109 | 766.9783 | 757.8476 | 748.7169 | 739.5862 | 730.4556
Overnight Capital Cost ($/kW) | Land-Based Wind - Class 10 | Conservative | Overnight Capital Cost ($/kW) ¦ Land-Based Wind - Class 10 ¦ Conservative | 1405.1658 | 1360.7618 | 1316.3578 | 1271.9538 | 1227.5498 | 1183.1458 | 1138.7418 | 1094.3378 | 1049.9337 | 1005.5297 | 961.1257 | 956.3201 | 951.5145 | 946.7088 | 941.9032 | 937.0976 | 932.292 | 927.4863 | 922.6807 | 917.8751 | 913.0694 | 908.2638 | 903.4582 | 898.6526 | 893.8469 | 889.0413 | 884.2357 | 879.43 | 874.6244 | 869.8188 | 865.0132
Fixed Operation and Maintenance Expenses ($/kW-yr) | Land-Based Wind - Class 1 | Advanced | Fixed Operation and Maintenance Expenses ($/kW-yr) ¦ Land-Based Wind - Class 1 ¦ Advanced | 43 | 42.138 | 41.276 | 40.414 | 39.552 | 38.69 | 37.828 | 36.966 | 36.104 | 35.242 | 34.38 | 33.8643 | 33.3486 | 32.8329 | 32.3172 | 31.8015 | 31.2858 | 30.7701 | 30.2544 | 29.7387 | 29.223 | 28.7073 | 28.1916 | 27.6759 | 27.1602 | 26.6445 | 26.1288 | 25.6131 | 25.0974 | 24.5817 | 24.066
Fixed Operation and Maintenance Expenses ($/kW-yr) | Land-Based Wind - Class 1 | Moderate | Fixed Operation and Maintenance Expenses ($/kW-yr) ¦ Land-Based Wind - Class 1 ¦ Moderate | 43 | 42.595 | 42.19 | 41.785 | 41.38 | 40.975 | 40.57 | 40.165 | 39.76 | 39.355 | 38.95 | 38.6579 | 38.3658 | 38.0736 | 37.7815 | 37.4894 | 37.1973 | 36.9051 | 36.613 | 36.3209 | 36.0288 | 35.7366 | 35.4445 | 35.1524 | 34.8603 | 34.5681 | 34.276 | 33.9839 | 33.6917 | 33.3996 | 33.1075
Fixed Operation and Maintenance Expenses ($/kW-yr) | Land-Based Wind - Class 1 | Conservative | Fixed Operation and Maintenance Expenses ($/kW-yr) ¦ Land-Based Wind - Class 1 ¦ Conservative | 43 | 43 | 43 | 43 | 43 | 43 | 43 | 43 | 43 | 43 | 43 | 42.9025 | 42.805 | 42.7074 | 42.6099 | 42.5124 | 42.4149 | 42.3173 | 42.2198 | 42.1223 | 42.0247 | 41.9272 | 41.8297 | 41.7322 | 41.6347 | 41.5371 | 41.4396 | 41.3421 | 41.2446 | 41.147 | 41.0495
Fixed Operation and Maintenance Expenses ($/kW-yr) | Land-Based Wind - Class 2 | Advanced | Fixed Operation and Maintenance Expenses ($/kW-yr) ¦ Land-Based Wind - Class 2 ¦ Advanced | 43 | 42.138 | 41.276 | 40.414 | 39.552 | 38.69 | 37.828 | 36.966 | 36.104 | 35.242 | 34.38 | 33.8643 | 33.3486 | 32.8329 | 32.3172 | 31.8015 | 31.2858 | 30.7701 | 30.2544 | 29.7387 | 29.223 | 28.7073 | 28.1916 | 27.6759 | 27.1602 | 26.6445 | 26.1288 | 25.6131 | 25.0974 | 24.5817 | 24.066
Fixed Operation and Maintenance Expenses ($/kW-yr) | Land-Based Wind - Class 2 | Moderate | Fixed Operation and Maintenance Expenses ($/kW-yr) ¦ Land-Based Wind - Class 2 ¦ Moderate | 43 | 42.595 | 42.19 | 41.785 | 41.38 | 40.975 | 40.57 | 40.165 | 39.76 | 39.355 | 38.95 | 38.6579 | 38.3658 | 38.0736 | 37.7815 | 37.4894 | 37.1973 | 36.9051 | 36.613 | 36.3209 | 36.0288 | 35.7366 | 35.4445 | 35.1524 | 34.8603 | 34.5681 | 34.276 | 33.9839 | 33.6917 | 33.3996 | 33.1075
Fixed Operation and Maintenance Expenses ($/kW-yr) | Land-Based Wind - Class 2 | Conservative | Fixed Operation and Maintenance Expenses ($/kW-yr) ¦ Land-Based Wind - Class 2 ¦ Conservative | 43 | 43 | 43 | 43 | 43 | 43 | 43 | 43 | 43 | 43 | 43 | 42.9025 | 42.805 | 42.7074 | 42.6099 | 42.5124 | 42.4149 | 42.3173 | 42.2198 | 42.1223 | 42.0247 | 41.9272 | 41.8297 | 41.7322 | 41.6347 | 41.5371 | 41.4396 | 41.3421 | 41.2446 | 41.147 | 41.0495
Fixed Operation and Maintenance Expenses ($/kW-yr) | Land-Based Wind - Class 3 | Advanced | Fixed Operation and Maintenance Expenses ($/kW-yr) ¦ Land-Based Wind - Class 3 ¦ Advanced | 43 | 42.138 | 41.276 | 40.414 | 39.552 | 38.69 | 37.828 | 36.966 | 36.104 | 35.242 | 34.38 | 33.8643 | 33.3486 | 32.8329 | 32.3172 | 31.8015 | 31.2858 | 30.7701 | 30.2544 | 29.7387 | 29.223 | 28.7073 | 28.1916 | 27.6759 | 27.1602 | 26.6445 | 26.1288 | 25.6131 | 25.0974 | 24.5817 | 24.066
Fixed Operation and Maintenance Expenses ($/kW-yr) | Land-Based Wind - Class 3 | Moderate | Fixed Operation and Maintenance Expenses ($/kW-yr) ¦ Land-Based Wind - Class 3 ¦ Moderate | 43 | 42.595 | 42.19 | 41.785 | 41.38 | 40.975 | 40.57 | 40.165 | 39.76 | 39.355 | 38.95 | 38.6579 | 38.3658 | 38.0736 | 37.7815 | 37.4894 | 37.1973 | 36.9051 | 36.613 | 36.3209 | 36.0288 | 35.7366 | 35.4445 | 35.1524 | 34.8603 | 34.5681 | 34.276 | 33.9839 | 33.6917 | 33.3996 | 33.1075
Fixed Operation and Maintenance Expenses ($/kW-yr) | Land-Based Wind - Class 3 | Conservative | Fixed Operation and Maintenance Expenses ($/kW-yr) ¦ Land-Based Wind - Class 3 ¦ Conservative | 43 | 43 | 43 | 43 | 43 | 43 | 43 | 43 | 43 | 43 | 43 | 42.9025 | 42.805 | 42.7074 | 42.6099 | 42.5124 | 42.4149 | 42.3173 | 42.2198 | 42.1223 | 42.0247 | 41.9272 | 41.8297 | 41.7322 | 41.6347 | 41.5371 | 41.4396 | 41.3421 | 41.2446 | 41.147 | 41.0495
Fixed Operation and Maintenance Expenses ($/kW-yr) | Land-Based Wind - Class 4 | Advanced | Fixed Operation and Maintenance Expenses ($/kW-yr) ¦ Land-Based Wind - Class 4 ¦ Advanced | 43 | 42.138 | 41.276 | 40.414 | 39.552 | 38.69 | 37.828 | 36.966 | 36.104 | 35.242 | 34.38 | 33.8643 | 33.3486 | 32.8329 | 32.3172 | 31.8015 | 31.2858 | 30.7701 | 30.2544 | 29.7387 | 29.223 | 28.7073 | 28.1916 | 27.6759 | 27.1602 | 26.6445 | 26.1288 | 25.6131 | 25.0974 | 24.5817 | 24.066
Fixed Operation and Maintenance Expenses ($/kW-yr) | Land-Based Wind - Class 4 | Moderate | Fixed Operation and Maintenance Expenses ($/kW-yr) ¦ Land-Based Wind - Class 4 ¦ Moderate | 43 | 42.595 | 42.19 | 41.785 | 41.38 | 40.975 | 40.57 | 40.165 | 39.76 | 39.355 | 38.95 | 38.6579 | 38.3658 | 38.0736 | 37.7815 | 37.4894 | 37.1973 | 36.9051 | 36.613 | 36.3209 | 36.0288 | 35.7366 | 35.4445 | 35.1524 | 34.8603 | 34.5681 | 34.276 | 33.9839 | 33.6917 | 33.3996 | 33.1075
Fixed Operation and Maintenance Expenses ($/kW-yr) | Land-Based Wind - Class 4 | Conservative | Fixed Operation and Maintenance Expenses ($/kW-yr) ¦ Land-Based Wind - Class 4 ¦ Conservative | 43 | 43 | 43 | 43 | 43 | 43 | 43 | 43 | 43 | 43 | 43 | 42.9025 | 42.805 | 42.7074 | 42.6099 | 42.5124 | 42.4149 | 42.3173 | 42.2198 | 42.1223 | 42.0247 | 41.9272 | 41.8297 | 41.7322 | 41.6347 | 41.5371 | 41.4396 | 41.3421 | 41.2446 | 41.147 | 41.0495
Fixed Operation and Maintenance Expenses ($/kW-yr) | Land-Based Wind - Class 5 | Advanced | Fixed Operation and Maintenance Expenses ($/kW-yr) ¦ Land-Based Wind - Class 5 ¦ Advanced | 43 | 42.138 | 41.276 | 40.414 | 39.552 | 38.69 | 37.828 | 36.966 | 36.104 | 35.242 | 34.38 | 33.8643 | 33.3486 | 32.8329 | 32.3172 | 31.8015 | 31.2858 | 30.7701 | 30.2544 | 29.7387 | 29.223 | 28.7073 | 28.1916 | 27.6759 | 27.1602 | 26.6445 | 26.1288 | 25.6131 | 25.0974 | 24.5817 | 24.066
Fixed Operation and Maintenance Expenses ($/kW-yr) | Land-Based Wind - Class 5 | Moderate | Fixed Operation and Maintenance Expenses ($/kW-yr) ¦ Land-Based Wind - Class 5 ¦ Moderate | 43 | 42.595 | 42.19 | 41.785 | 41.38 | 40.975 | 40.57 | 40.165 | 39.76 | 39.355 | 38.95 | 38.6579 | 38.3658 | 38.0736 | 37.7815 | 37.4894 | 37.1973 | 36.9051 | 36.613 | 36.3209 | 36.0288 | 35.7366 | 35.4445 | 35.1524 | 34.8603 | 34.5681 | 34.276 | 33.9839 | 33.6917 | 33.3996 | 33.1075
Fixed Operation and Maintenance Expenses ($/kW-yr) | Land-Based Wind - Class 5 | Conservative | Fixed Operation and Maintenance Expenses ($/kW-yr) ¦ Land-Based Wind - Class 5 ¦ Conservative | 43 | 43 | 43 | 43 | 43 | 43 | 43 | 43 | 43 | 43 | 43 | 42.9025 | 42.805 | 42.7074 | 42.6099 | 42.5124 | 42.4149 | 42.3173 | 42.2198 | 42.1223 | 42.0247 | 41.9272 | 41.8297 | 41.7322 | 41.6347 | 41.5371 | 41.4396 | 41.3421 | 41.2446 | 41.147 | 41.0495
Fixed Operation and Maintenance Expenses ($/kW-yr) | Land-Based Wind - Class 6 | Advanced | Fixed Operation and Maintenance Expenses ($/kW-yr) ¦ Land-Based Wind - Class 6 ¦ Advanced | 43 | 42.138 | 41.276 | 40.414 | 39.552 | 38.69 | 37.828 | 36.966 | 36.104 | 35.242 | 34.38 | 33.8643 | 33.3486 | 32.8329 | 32.3172 | 31.8015 | 31.2858 | 30.7701 | 30.2544 | 29.7387 | 29.223 | 28.7073 | 28.1916 | 27.6759 | 27.1602 | 26.6445 | 26.1288 | 25.6131 | 25.0974 | 24.5817 | 24.066
Fixed Operation and Maintenance Expenses ($/kW-yr) | Land-Based Wind - Class 6 | Moderate | Fixed Operation and Maintenance Expenses ($/kW-yr) ¦ Land-Based Wind - Class 6 ¦ Moderate | 43 | 42.595 | 42.19 | 41.785 | 41.38 | 40.975 | 40.57 | 40.165 | 39.76 | 39.355 | 38.95 | 38.6579 | 38.3658 | 38.0736 | 37.7815 | 37.4894 | 37.1973 | 36.9051 | 36.613 | 36.3209 | 36.0288 | 35.7366 | 35.4445 | 35.1524 | 34.8603 | 34.5681 | 34.276 | 33.9839 | 33.6917 | 33.3996 | 33.1075
Fixed Operation and Maintenance Expenses ($/kW-yr) | Land-Based Wind - Class 6 | Conservative | Fixed Operation and Maintenance Expenses ($/kW-yr) ¦ Land-Based Wind - Class 6 ¦ Conservative | 43 | 43 | 43 | 43 | 43 | 43 | 43 | 43 | 43 | 43 | 43 | 42.9025 | 42.805 | 42.7074 | 42.6099 | 42.5124 | 42.4149 | 42.3173 | 42.2198 | 42.1223 | 42.0247 | 41.9272 | 41.8297 | 41.7322 | 41.6347 | 41.5371 | 41.4396 | 41.3421 | 41.2446 | 41.147 | 41.0495
Fixed Operation and Maintenance Expenses ($/kW-yr) | Land-Based Wind - Class 7 | Advanced | Fixed Operation and Maintenance Expenses ($/kW-yr) ¦ Land-Based Wind - Class 7 ¦ Advanced | 43 | 42.138 | 41.276 | 40.414 | 39.552 | 38.69 | 37.828 | 36.966 | 36.104 | 35.242 | 34.38 | 33.8643 | 33.3486 | 32.8329 | 32.3172 | 31.8015 | 31.2858 | 30.7701 | 30.2544 | 29.7387 | 29.223 | 28.7073 | 28.1916 | 27.6759 | 27.1602 | 26.6445 | 26.1288 | 25.6131 | 25.0974 | 24.5817 | 24.066
Fixed Operation and Maintenance Expenses ($/kW-yr) | Land-Based Wind - Class 7 | Moderate | Fixed Operation and Maintenance Expenses ($/kW-yr) ¦ Land-Based Wind - Class 7 ¦ Moderate | 43 | 42.595 | 42.19 | 41.785 | 41.38 | 40.975 | 40.57 | 40.165 | 39.76 | 39.355 | 38.95 | 38.6579 | 38.3658 | 38.0736 | 37.7815 | 37.4894 | 37.1973 | 36.9051 | 36.613 | 36.3209 | 36.0288 | 35.7366 | 35.4445 | 35.1524 | 34.8603 | 34.5681 | 34.276 | 33.9839 | 33.6917 | 33.3996 | 33.1075
Fixed Operation and Maintenance Expenses ($/kW-yr) | Land-Based Wind - Class 7 | Conservative | Fixed Operation and Maintenance Expenses ($/kW-yr) ¦ Land-Based Wind - Class 7 ¦ Conservative | 43 | 43 | 43 | 43 | 43 | 43 | 43 | 43 | 43 | 43 | 43 | 42.9025 | 42.805 | 42.7074 | 42.6099 | 42.5124 | 42.4149 | 42.3173 | 42.2198 | 42.1223 | 42.0247 | 41.9272 | 41.8297 | 41.7322 | 41.6347 | 41.5371 | 41.4396 | 41.3421 | 41.2446 | 41.147 | 41.0495
Fixed Operation and Maintenance Expenses ($/kW-yr) | Land-Based Wind - Class 8 | Advanced | Fixed Operation and Maintenance Expenses ($/kW-yr) ¦ Land-Based Wind - Class 8 ¦ Advanced | 43 | 42.138 | 41.276 | 40.414 | 39.552 | 38.69 | 37.828 | 36.966 | 36.104 | 35.242 | 34.38 | 33.8643 | 33.3486 | 32.8329 | 32.3172 | 31.8015 | 31.2858 | 30.7701 | 30.2544 | 29.7387 | 29.223 | 28.7073 | 28.1916 | 27.6759 | 27.1602 | 26.6445 | 26.1288 | 25.6131 | 25.0974 | 24.5817 | 24.066
Fixed Operation and Maintenance Expenses ($/kW-yr) | Land-Based Wind - Class 8 | Moderate | Fixed Operation and Maintenance Expenses ($/kW-yr) ¦ Land-Based Wind - Class 8 ¦ Moderate | 43 | 42.595 | 42.19 | 41.785 | 41.38 | 40.975 | 40.57 | 40.165 | 39.76 | 39.355 | 38.95 | 38.6579 | 38.3658 | 38.0736 | 37.7815 | 37.4894 | 37.1973 | 36.9051 | 36.613 | 36.3209 | 36.0288 | 35.7366 | 35.4445 | 35.1524 | 34.8603 | 34.5681 | 34.276 | 33.9839 | 33.6917 | 33.3996 | 33.1075
Fixed Operation and Maintenance Expenses ($/kW-yr) | Land-Based Wind - Class 8 | Conservative | Fixed Operation and Maintenance Expenses ($/kW-yr) ¦ Land-Based Wind - Class 8 ¦ Conservative | 43 | 43 | 43 | 43 | 43 | 43 | 43 | 43 | 43 | 43 | 43 | 42.9025 | 42.805 | 42.7074 | 42.6099 | 42.5124 | 42.4149 | 42.3173 | 42.2198 | 42.1223 | 42.0247 | 41.9272 | 41.8297 | 41.7322 | 41.6347 | 41.5371 | 41.4396 | 41.3421 | 41.2446 | 41.147 | 41.0495
Fixed Operation and Maintenance Expenses ($/kW-yr) | Land-Based Wind - Class 9 | Advanced | Fixed Operation and Maintenance Expenses ($/kW-yr) ¦ Land-Based Wind - Class 9 ¦ Advanced | 43 | 42.138 | 41.276 | 40.414 | 39.552 | 38.69 | 37.828 | 36.966 | 36.104 | 35.242 | 34.38 | 33.8643 | 33.3486 | 32.8329 | 32.3172 | 31.8015 | 31.2858 | 30.7701 | 30.2544 | 29.7387 | 29.223 | 28.7073 | 28.1916 | 27.6759 | 27.1602 | 26.6445 | 26.1288 | 25.6131 | 25.0974 | 24.5817 | 24.066
Fixed Operation and Maintenance Expenses ($/kW-yr) | Land-Based Wind - Class 9 | Moderate | Fixed Operation and Maintenance Expenses ($/kW-yr) ¦ Land-Based Wind - Class 9 ¦ Moderate | 43 | 42.595 | 42.19 | 41.785 | 41.38 | 40.975 | 40.57 | 40.165 | 39.76 | 39.355 | 38.95 | 38.6579 | 38.3658 | 38.0736 | 37.7815 | 37.4894 | 37.1973 | 36.9051 | 36.613 | 36.3209 | 36.0288 | 35.7366 | 35.4445 | 35.1524 | 34.8603 | 34.5681 | 34.276 | 33.9839 | 33.6917 | 33.3996 | 33.1075
Fixed Operation and Maintenance Expenses ($/kW-yr) | Land-Based Wind - Class 9 | Conservative | Fixed Operation and Maintenance Expenses ($/kW-yr) ¦ Land-Based Wind - Class 9 ¦ Conservative | 43 | 43 | 43 | 43 | 43 | 43 | 43 | 43 | 43 | 43 | 43 | 42.9025 | 42.805 | 42.7074 | 42.6099 | 42.5124 | 42.4149 | 42.3173 | 42.2198 | 42.1223 | 42.0247 | 41.9272 | 41.8297 | 41.7322 | 41.6347 | 41.5371 | 41.4396 | 41.3421 | 41.2446 | 41.147 | 41.0495
Fixed Operation and Maintenance Expenses ($/kW-yr) | Land-Based Wind - Class 10 | Advanced | Fixed Operation and Maintenance Expenses ($/kW-yr) ¦ Land-Based Wind - Class 10 ¦ Advanced | 43 | 42.138 | 41.276 | 40.414 | 39.552 | 38.69 | 37.828 | 36.966 | 36.104 | 35.242 | 34.38 | 33.8643 | 33.3486 | 32.8329 | 32.3172 | 31.8015 | 31.2858 | 30.7701 | 30.2544 | 29.7387 | 29.223 | 28.7073 | 28.1916 | 27.6759 | 27.1602 | 26.6445 | 26.1288 | 25.6131 | 25.0974 | 24.5817 | 24.066
Fixed Operation and Maintenance Expenses ($/kW-yr) | Land-Based Wind - Class 10 | Moderate | Fixed Operation and Maintenance Expenses ($/kW-yr) ¦ Land-Based Wind - Class 10 ¦ Moderate | 43 | 42.595 | 42.19 | 41.785 | 41.38 | 40.975 | 40.57 | 40.165 | 39.76 | 39.355 | 38.95 | 38.6579 | 38.3658 | 38.0736 | 37.7815 | 37.4894 | 37.1973 | 36.9051 | 36.613 | 36.3209 | 36.0288 | 35.7366 | 35.4445 | 35.1524 | 34.8603 | 34.5681 | 34.276 | 33.9839 | 33.6917 | 33.3996 | 33.1075
Fixed Operation and Maintenance Expenses ($/kW-yr) | Land-Based Wind - Class 10 | Conservative | Fixed Operation and Maintenance Expenses ($/kW-yr) ¦ Land-Based Wind - Class 10 ¦ Conservative | 43 | 43 | 43 | 43 | 43 | 43 | 43 | 43 | 43 | 43 | 43 | 42.9025 | 42.805 | 42.7074 | 42.6099 | 42.5124 | 42.4149 | 42.3173 | 42.2198 | 42.1223 | 42.0247 | 41.9272 | 41.8297 | 41.7322 | 41.6347 | 41.5371 | 41.4396 | 41.3421 | 41.2446 | 41.147 | 41.0495
Variable Operation and Maintenance Expenses ($/MWh) | Land-Based Wind - Class 1 | Advanced | Variable Operation and Maintenance Expenses ($/MWh) ¦ Land-Based Wind - Class 1 ¦ Advanced | 0 | 0 | 0 | 0 | 0 | 0 | 0 | 0 | 0 | 0 | 0 | 0 | 0 | 0 | 0 | 0 | 0 | 0 | 0 | 0 | 0 | 0 | 0 | 0 | 0 | 0 | 0 | 0 | 0 | 0 | 0
Variable Operation and Maintenance Expenses ($/MWh) | Land-Based Wind - Class 1 | Moderate | Variable Operation and Maintenance Expenses ($/MWh) ¦ Land-Based Wind - Class 1 ¦ Moderate | 0 | 0 | 0 | 0 | 0 | 0 | 0 | 0 | 0 | 0 | 0 | 0 | 0 | 0 | 0 | 0 | 0 | 0 | 0 | 0 | 0 | 0 | 0 | 0 | 0 | 0 | 0 | 0 | 0 | 0 | 0
Variable Operation and Maintenance Expenses ($/MWh) | Land-Based Wind - Class 1 | Conservative | Variable Operation and Maintenance Expenses ($/MWh) ¦ Land-Based Wind - Class 1 ¦ Conservative | 0 | 0 | 0 | 0 | 0 | 0 | 0 | 0 | 0 | 0 | 0 | 0 | 0 | 0 | 0 | 0 | 0 | 0 | 0 | 0 | 0 | 0 | 0 | 0 | 0 | 0 | 0 | 0 | 0 | 0 | 0
Variable Operation and Maintenance Expenses ($/MWh) | Land-Based Wind - Class 2 | Advanced | Variable Operation and Maintenance Expenses ($/MWh) ¦ Land-Based Wind - Class 2 ¦ Advanced | 0 | 0 | 0 | 0 | 0 | 0 | 0 | 0 | 0 | 0 | 0 | 0 | 0 | 0 | 0 | 0 | 0 | 0 | 0 | 0 | 0 | 0 | 0 | 0 | 0 | 0 | 0 | 0 | 0 | 0 | 0
Variable Operation and Maintenance Expenses ($/MWh) | Land-Based Wind - Class 2 | Moderate | Variable Operation and Maintenance Expenses ($/MWh) ¦ Land-Based Wind - Class 2 ¦ Moderate | 0 | 0 | 0 | 0 | 0 | 0 | 0 | 0 | 0 | 0 | 0 | 0 | 0 | 0 | 0 | 0 | 0 | 0 | 0 | 0 | 0 | 0 | 0 | 0 | 0 | 0 | 0 | 0 | 0 | 0 | 0
Variable Operation and Maintenance Expenses ($/MWh) | Land-Based Wind - Class 2 | Conservative | Variable Operation and Maintenance Expenses ($/MWh) ¦ Land-Based Wind - Class 2 ¦ Conservative | 0 | 0 | 0 | 0 | 0 | 0 | 0 | 0 | 0 | 0 | 0 | 0 | 0 | 0 | 0 | 0 | 0 | 0 | 0 | 0 | 0 | 0 | 0 | 0 | 0 | 0 | 0 | 0 | 0 | 0 | 0
Variable Operation and Maintenance Expenses ($/MWh) | Land-Based Wind - Class 3 | Advanced | Variable Operation and Maintenance Expenses ($/MWh) ¦ Land-Based Wind - Class 3 ¦ Advanced | 0 | 0 | 0 | 0 | 0 | 0 | 0 | 0 | 0 | 0 | 0 | 0 | 0 | 0 | 0 | 0 | 0 | 0 | 0 | 0 | 0 | 0 | 0 | 0 | 0 | 0 | 0 | 0 | 0 | 0 | 0
Variable Operation and Maintenance Expenses ($/MWh) | Land-Based Wind - Class 3 | Moderate | Variable Operation and Maintenance Expenses ($/MWh) ¦ Land-Based Wind - Class 3 ¦ Moderate | 0 | 0 | 0 | 0 | 0 | 0 | 0 | 0 | 0 | 0 | 0 | 0 | 0 | 0 | 0 | 0 | 0 | 0 | 0 | 0 | 0 | 0 | 0 | 0 | 0 | 0 | 0 | 0 | 0 | 0 | 0
Variable Operation and Maintenance Expenses ($/MWh) | Land-Based Wind - Class 3 | Conservative | Variable Operation and Maintenance Expenses ($/MWh) ¦ Land-Based Wind - Class 3 ¦ Conservative | 0 | 0 | 0 | 0 | 0 | 0 | 0 | 0 | 0 | 0 | 0 | 0 | 0 | 0 | 0 | 0 | 0 | 0 | 0 | 0 | 0 | 0 | 0 | 0 | 0 | 0 | 0 | 0 | 0 | 0 | 0
Variable Operation and Maintenance Expenses ($/MWh) | Land-Based Wind - Class 4 | Advanced | Variable Operation and Maintenance Expenses ($/MWh) ¦ Land-Based Wind - Class 4 ¦ Advanced | 0 | 0 | 0 | 0 | 0 | 0 | 0 | 0 | 0 | 0 | 0 | 0 | 0 | 0 | 0 | 0 | 0 | 0 | 0 | 0 | 0 | 0 | 0 | 0 | 0 | 0 | 0 | 0 | 0 | 0 | 0
Variable Operation and Maintenance Expenses ($/MWh) | Land-Based Wind - Class 4 | Moderate | Variable Operation and Maintenance Expenses ($/MWh) ¦ Land-Based Wind - Class 4 ¦ Moderate | 0 | 0 | 0 | 0 | 0 | 0 | 0 | 0 | 0 | 0 | 0 | 0 | 0 | 0 | 0 | 0 | 0 | 0 | 0 | 0 | 0 | 0 | 0 | 0 | 0 | 0 | 0 | 0 | 0 | 0 | 0
Variable Operation and Maintenance Expenses ($/MWh) | Land-Based Wind - Class 4 | Conservative | Variable Operation and Maintenance Expenses ($/MWh) ¦ Land-Based Wind - Class 4 ¦ Conservative | 0 | 0 | 0 | 0 | 0 | 0 | 0 | 0 | 0 | 0 | 0 | 0 | 0 | 0 | 0 | 0 | 0 | 0 | 0 | 0 | 0 | 0 | 0 | 0 | 0 | 0 | 0 | 0 | 0 | 0 | 0
Variable Operation and Maintenance Expenses ($/MWh) | Land-Based Wind - Class 5 | Advanced | Variable Operation and Maintenance Expenses ($/MWh) ¦ Land-Based Wind - Class 5 ¦ Advanced | 0 | 0 | 0 | 0 | 0 | 0 | 0 | 0 | 0 | 0 | 0 | 0 | 0 | 0 | 0 | 0 | 0 | 0 | 0 | 0 | 0 | 0 | 0 | 0 | 0 | 0 | 0 | 0 | 0 | 0 | 0
Variable Operation and Maintenance Expenses ($/MWh) | Land-Based Wind - Class 5 | Moderate | Variable Operation and Maintenance Expenses ($/MWh) ¦ Land-Based Wind - Class 5 ¦ Moderate | 0 | 0 | 0 | 0 | 0 | 0 | 0 | 0 | 0 | 0 | 0 | 0 | 0 | 0 | 0 | 0 | 0 | 0 | 0 | 0 | 0 | 0 | 0 | 0 | 0 | 0 | 0 | 0 | 0 | 0 | 0
Variable Operation and Maintenance Expenses ($/MWh) | Land-Based Wind - Class 5 | Conservative | Variable Operation and Maintenance Expenses ($/MWh) ¦ Land-Based Wind - Class 5 ¦ Conservative | 0 | 0 | 0 | 0 | 0 | 0 | 0 | 0 | 0 | 0 | 0 | 0 | 0 | 0 | 0 | 0 | 0 | 0 | 0 | 0 | 0 | 0 | 0 | 0 | 0 | 0 | 0 | 0 | 0 | 0 | 0
Variable Operation and Maintenance Expenses ($/MWh) | Land-Based Wind - Class 6 | Advanced | Variable Operation and Maintenance Expenses ($/MWh) ¦ Land-Based Wind - Class 6 ¦ Advanced | 0 | 0 | 0 | 0 | 0 | 0 | 0 | 0 | 0 | 0 | 0 | 0 | 0 | 0 | 0 | 0 | 0 | 0 | 0 | 0 | 0 | 0 | 0 | 0 | 0 | 0 | 0 | 0 | 0 | 0 | 0
Variable Operation and Maintenance Expenses ($/MWh) | Land-Based Wind - Class 6 | Moderate | Variable Operation and Maintenance Expenses ($/MWh) ¦ Land-Based Wind - Class 6 ¦ Moderate | 0 | 0 | 0 | 0 | 0 | 0 | 0 | 0 | 0 | 0 | 0 | 0 | 0 | 0 | 0 | 0 | 0 | 0 | 0 | 0 | 0 | 0 | 0 | 0 | 0 | 0 | 0 | 0 | 0 | 0 | 0
Variable Operation and Maintenance Expenses ($/MWh) | Land-Based Wind - Class 6 | Conservative | Variable Operation and Maintenance Expenses ($/MWh) ¦ Land-Based Wind - Class 6 ¦ Conservative | 0 | 0 | 0 | 0 | 0 | 0 | 0 | 0 | 0 | 0 | 0 | 0 | 0 | 0 | 0 | 0 | 0 | 0 | 0 | 0 | 0 | 0 | 0 | 0 | 0 | 0 | 0 | 0 | 0 | 0 | 0
Variable Operation and Maintenance Expenses ($/MWh) | Land-Based Wind - Class 7 | Advanced | Variable Operation and Maintenance Expenses ($/MWh) ¦ Land-Based Wind - Class 7 ¦ Advanced | 0 | 0 | 0 | 0 | 0 | 0 | 0 | 0 | 0 | 0 | 0 | 0 | 0 | 0 | 0 | 0 | 0 | 0 | 0 | 0 | 0 | 0 | 0 | 0 | 0 | 0 | 0 | 0 | 0 | 0 | 0
Variable Operation and Maintenance Expenses ($/MWh) | Land-Based Wind - Class 7 | Moderate | Variable Operation and Maintenance Expenses ($/MWh) ¦ Land-Based Wind - Class 7 ¦ Moderate | 0 | 0 | 0 | 0 | 0 | 0 | 0 | 0 | 0 | 0 | 0 | 0 | 0 | 0 | 0 | 0 | 0 | 0 | 0 | 0 | 0 | 0 | 0 | 0 | 0 | 0 | 0 | 0 | 0 | 0 | 0
Variable Operation and Maintenance Expenses ($/MWh) | Land-Based Wind - Class 7 | Conservative | Variable Operation and Maintenance Expenses ($/MWh) ¦ Land-Based Wind - Class 7 ¦ Conservative | 0 | 0 | 0 | 0 | 0 | 0 | 0 | 0 | 0 | 0 | 0 | 0 | 0 | 0 | 0 | 0 | 0 | 0 | 0 | 0 | 0 | 0 | 0 | 0 | 0 | 0 | 0 | 0 | 0 | 0 | 0
Variable Operation and Maintenance Expenses ($/MWh) | Land-Based Wind - Class 8 | Advanced | Variable Operation and Maintenance Expenses ($/MWh) ¦ Land-Based Wind - Class 8 ¦ Advanced | 0 | 0 | 0 | 0 | 0 | 0 | 0 | 0 | 0 | 0 | 0 | 0 | 0 | 0 | 0 | 0 | 0 | 0 | 0 | 0 | 0 | 0 | 0 | 0 | 0 | 0 | 0 | 0 | 0 | 0 | 0
Variable Operation and Maintenance Expenses ($/MWh) | Land-Based Wind - Class 8 | Moderate | Variable Operation and Maintenance Expenses ($/MWh) ¦ Land-Based Wind - Class 8 ¦ Moderate | 0 | 0 | 0 | 0 | 0 | 0 | 0 | 0 | 0 | 0 | 0 | 0 | 0 | 0 | 0 | 0 | 0 | 0 | 0 | 0 | 0 | 0 | 0 | 0 | 0 | 0 | 0 | 0 | 0 | 0 | 0
Variable Operation and Maintenance Expenses ($/MWh) | Land-Based Wind - Class 8 | Conservative | Variable Operation and Maintenance Expenses ($/MWh) ¦ Land-Based Wind - Class 8 ¦ Conservative | 0 | 0 | 0 | 0 | 0 | 0 | 0 | 0 | 0 | 0 | 0 | 0 | 0 | 0 | 0 | 0 | 0 | 0 | 0 | 0 | 0 | 0 | 0 | 0 | 0 | 0 | 0 | 0 | 0 | 0 | 0
Variable Operation and Maintenance Expenses ($/MWh) | Land-Based Wind - Class 9 | Advanced | Variable Operation and Maintenance Expenses ($/MWh) ¦ Land-Based Wind - Class 9 ¦ Advanced | 0 | 0 | 0 | 0 | 0 | 0 | 0 | 0 | 0 | 0 | 0 | 0 | 0 | 0 | 0 | 0 | 0 | 0 | 0 | 0 | 0 | 0 | 0 | 0 | 0 | 0 | 0 | 0 | 0 | 0 | 0
Variable Operation and Maintenance Expenses ($/MWh) | Land-Based Wind - Class 9 | Moderate | Variable Operation and Maintenance Expenses ($/MWh) ¦ Land-Based Wind - Class 9 ¦ Moderate | 0 | 0 | 0 | 0 | 0 | 0 | 0 | 0 | 0 | 0 | 0 | 0 | 0 | 0 | 0 | 0 | 0 | 0 | 0 | 0 | 0 | 0 | 0 | 0 | 0 | 0 | 0 | 0 | 0 | 0 | 0
Variable Operation and Maintenance Expenses ($/MWh) | Land-Based Wind - Class 9 | Conservative | Variable Operation and Maintenance Expenses ($/MWh) ¦ Land-Based Wind - Class 9 ¦ Conservative | 0 | 0 | 0 | 0 | 0 | 0 | 0 | 0 | 0 | 0 | 0 | 0 | 0 | 0 | 0 | 0 | 0 | 0 | 0 | 0 | 0 | 0 | 0 | 0 | 0 | 0 | 0 | 0 | 0 | 0 | 0
Variable Operation and Maintenance Expenses ($/MWh) | Land-Based Wind - Class 10 | Advanced | Variable Operation and Maintenance Expenses ($/MWh) ¦ Land-Based Wind - Class 10 ¦ Advanced | 0 | 0 | 0 | 0 | 0 | 0 | 0 | 0 | 0 | 0 | 0 | 0 | 0 | 0 | 0 | 0 | 0 | 0 | 0 | 0 | 0 | 0 | 0 | 0 | 0 | 0 | 0 | 0 | 0 | 0 | 0
Variable Operation and Maintenance Expenses ($/MWh) | Land-Based Wind - Class 10 | Moderate | Variable Operation and Maintenance Expenses ($/MWh) ¦ Land-Based Wind - Class 10 ¦ Moderate | 0 | 0 | 0 | 0 | 0 | 0 | 0 | 0 | 0 | 0 | 0 | 0 | 0 | 0 | 0 | 0 | 0 | 0 | 0 | 0 | 0 | 0 | 0 | 0 | 0 | 0 | 0 | 0 | 0 | 0 | 0
Variable Operation and Maintenance Expenses ($/MWh) | Land-Based Wind - Class 10 | Conservative | Variable Operation and Maintenance Expenses ($/MWh) ¦ Land-Based Wind - Class 10 ¦ Conservative | 0 | 0 | 0 | 0 | 0 | 0 | 0 | 0 | 0 | 0 | 0 | 0 | 0 | 0 | 0 | 0 | 0 | 0 | 0 | 0 | 0 | 0 | 0 | 0 | 0 | 0 | 0 | 0 | 0 | 0 | 0
Grid Connection Costs (GCC) ($/kW) | Land-Based Wind - Class 1 | Advanced | Grid Connection Costs (GCC) ($/kW) ¦ Land-Based Wind - Class 1 ¦ Advanced | 0 | 0 | 0 | 0 | 0 | 0 | 0 | 0 | 0 | 0 | 0 | 0 | 0 | 0 | 0 | 0 | 0 | 0 | 0 | 0 | 0 | 0 | 0 | 0 | 0 | 0 | 0 | 0 | 0 | 0 | 0
Grid Connection Costs (GCC) ($/kW) | Land-Based Wind - Class 1 | Moderate | Grid Connection Costs (GCC) ($/kW) ¦ Land-Based Wind - Class 1 ¦ Moderate | 0 | 0 | 0 | 0 | 0 | 0 | 0 | 0 | 0 | 0 | 0 | 0 | 0 | 0 | 0 | 0 | 0 | 0 | 0 | 0 | 0 | 0 | 0 | 0 | 0 | 0 | 0 | 0 | 0 | 0 | 0
Grid Connection Costs (GCC) ($/kW) | Land-Based Wind - Class 1 | Conservative | Grid Connection Costs (GCC) ($/kW) ¦ Land-Based Wind - Class 1 ¦ Conservative | 0 | 0 | 0 | 0 | 0 | 0 | 0 | 0 | 0 | 0 | 0 | 0 | 0 | 0 | 0 | 0 | 0 | 0 | 0 | 0 | 0 | 0 | 0 | 0 | 0 | 0 | 0 | 0 | 0 | 0 | 0
Grid Connection Costs (GCC) ($/kW) | Land-Based Wind - Class 2 | Advanced | Grid Connection Costs (GCC) ($/kW) ¦ Land-Based Wind - Class 2 ¦ Advanced | 0 | 0 | 0 | 0 | 0 | 0 | 0 | 0 | 0 | 0 | 0 | 0 | 0 | 0 | 0 | 0 | 0 | 0 | 0 | 0 | 0 | 0 | 0 | 0 | 0 | 0 | 0 | 0 | 0 | 0 | 0
Grid Connection Costs (GCC) ($/kW) | Land-Based Wind - Class 2 | Moderate | Grid Connection Costs (GCC) ($/kW) ¦ Land-Based Wind - Class 2 ¦ Moderate | 0 | 0 | 0 | 0 | 0 | 0 | 0 | 0 | 0 | 0 | 0 | 0 | 0 | 0 | 0 | 0 | 0 | 0 | 0 | 0 | 0 | 0 | 0 | 0 | 0 | 0 | 0 | 0 | 0 | 0 | 0
Grid Connection Costs (GCC) ($/kW) | Land-Based Wind - Class 2 | Conservative | Grid Connection Costs (GCC) ($/kW) ¦ Land-Based Wind - Class 2 ¦ Conservative | 0 | 0 | 0 | 0 | 0 | 0 | 0 | 0 | 0 | 0 | 0 | 0 | 0 | 0 | 0 | 0 | 0 | 0 | 0 | 0 | 0 | 0 | 0 | 0 | 0 | 0 | 0 | 0 | 0 | 0 | 0
Grid Connection Costs (GCC) ($/kW) | Land-Based Wind - Class 3 | Advanced | Grid Connection Costs (GCC) ($/kW) ¦ Land-Based Wind - Class 3 ¦ Advanced | 0 | 0 | 0 | 0 | 0 | 0 | 0 | 0 | 0 | 0 | 0 | 0 | 0 | 0 | 0 | 0 | 0 | 0 | 0 | 0 | 0 | 0 | 0 | 0 | 0 | 0 | 0 | 0 | 0 | 0 | 0
Grid Connection Costs (GCC) ($/kW) | Land-Based Wind - Class 3 | Moderate | Grid Connection Costs (GCC) ($/kW) ¦ Land-Based Wind - Class 3 ¦ Moderate | 0 | 0 | 0 | 0 | 0 | 0 | 0 | 0 | 0 | 0 | 0 | 0 | 0 | 0 | 0 | 0 | 0 | 0 | 0 | 0 | 0 | 0 | 0 | 0 | 0 | 0 | 0 | 0 | 0 | 0 | 0
Grid Connection Costs (GCC) ($/kW) | Land-Based Wind - Class 3 | Conservative | Grid Connection Costs (GCC) ($/kW) ¦ Land-Based Wind - Class 3 ¦ Conservative | 0 | 0 | 0 | 0 | 0 | 0 | 0 | 0 | 0 | 0 | 0 | 0 | 0 | 0 | 0 | 0 | 0 | 0 | 0 | 0 | 0 | 0 | 0 | 0 | 0 | 0 | 0 | 0 | 0 | 0 | 0
Grid Connection Costs (GCC) ($/kW) | Land-Based Wind - Class 4 | Advanced | Grid Connection Costs (GCC) ($/kW) ¦ Land-Based Wind - Class 4 ¦ Advanced | 0 | 0 | 0 | 0 | 0 | 0 | 0 | 0 | 0 | 0 | 0 | 0 | 0 | 0 | 0 | 0 | 0 | 0 | 0 | 0 | 0 | 0 | 0 | 0 | 0 | 0 | 0 | 0 | 0 | 0 | 0
Grid Connection Costs (GCC) ($/kW) | Land-Based Wind - Class 4 | Moderate | Grid Connection Costs (GCC) ($/kW) ¦ Land-Based Wind - Class 4 ¦ Moderate | 0 | 0 | 0 | 0 | 0 | 0 | 0 | 0 | 0 | 0 | 0 | 0 | 0 | 0 | 0 | 0 | 0 | 0 | 0 | 0 | 0 | 0 | 0 | 0 | 0 | 0 | 0 | 0 | 0 | 0 | 0
Grid Connection Costs (GCC) ($/kW) | Land-Based Wind - Class 4 | Conservative | Grid Connection Costs (GCC) ($/kW) ¦ Land-Based Wind - Class 4 ¦ Conservative | 0 | 0 | 0 | 0 | 0 | 0 | 0 | 0 | 0 | 0 | 0 | 0 | 0 | 0 | 0 | 0 | 0 | 0 | 0 | 0 | 0 | 0 | 0 | 0 | 0 | 0 | 0 | 0 | 0 | 0 | 0
Grid Connection Costs (GCC) ($/kW) | Land-Based Wind - Class 5 | Advanced | Grid Connection Costs (GCC) ($/kW) ¦ Land-Based Wind - Class 5 ¦ Advanced | 0 | 0 | 0 | 0 | 0 | 0 | 0 | 0 | 0 | 0 | 0 | 0 | 0 | 0 | 0 | 0 | 0 | 0 | 0 | 0 | 0 | 0 | 0 | 0 | 0 | 0 | 0 | 0 | 0 | 0 | 0
Grid Connection Costs (GCC) ($/kW) | Land-Based Wind - Class 5 | Moderate | Grid Connection Costs (GCC) ($/kW) ¦ Land-Based Wind - Class 5 ¦ Moderate | 0 | 0 | 0 | 0 | 0 | 0 | 0 | 0 | 0 | 0 | 0 | 0 | 0 | 0 | 0 | 0 | 0 | 0 | 0 | 0 | 0 | 0 | 0 | 0 | 0 | 0 | 0 | 0 | 0 | 0 | 0
Grid Connection Costs (GCC) ($/kW) | Land-Based Wind - Class 5 | Conservative | Grid Connection Costs (GCC) ($/kW) ¦ Land-Based Wind - Class 5 ¦ Conservative | 0 | 0 | 0 | 0 | 0 | 0 | 0 | 0 | 0 | 0 | 0 | 0 | 0 | 0 | 0 | 0 | 0 | 0 | 0 | 0 | 0 | 0 | 0 | 0 | 0 | 0 | 0 | 0 | 0 | 0 | 0
Grid Connection Costs (GCC) ($/kW) | Land-Based Wind - Class 6 | Advanced | Grid Connection Costs (GCC) ($/kW) ¦ Land-Based Wind - Class 6 ¦ Advanced | 0 | 0 | 0 | 0 | 0 | 0 | 0 | 0 | 0 | 0 | 0 | 0 | 0 | 0 | 0 | 0 | 0 | 0 | 0 | 0 | 0 | 0 | 0 | 0 | 0 | 0 | 0 | 0 | 0 | 0 | 0
Grid Connection Costs (GCC) ($/kW) | Land-Based Wind - Class 6 | Moderate | Grid Connection Costs (GCC) ($/kW) ¦ Land-Based Wind - Class 6 ¦ Moderate | 0 | 0 | 0 | 0 | 0 | 0 | 0 | 0 | 0 | 0 | 0 | 0 | 0 | 0 | 0 | 0 | 0 | 0 | 0 | 0 | 0 | 0 | 0 | 0 | 0 | 0 | 0 | 0 | 0 | 0 | 0
Grid Connection Costs (GCC) ($/kW) | Land-Based Wind - Class 6 | Conservative | Grid Connection Costs (GCC) ($/kW) ¦ Land-Based Wind - Class 6 ¦ Conservative | 0 | 0 | 0 | 0 | 0 | 0 | 0 | 0 | 0 | 0 | 0 | 0 | 0 | 0 | 0 | 0 | 0 | 0 | 0 | 0 | 0 | 0 | 0 | 0 | 0 | 0 | 0 | 0 | 0 | 0 | 0
Grid Connection Costs (GCC) ($/kW) | Land-Based Wind - Class 7 | Advanced | Grid Connection Costs (GCC) ($/kW) ¦ Land-Based Wind - Class 7 ¦ Advanced | 0 | 0 | 0 | 0 | 0 | 0 | 0 | 0 | 0 | 0 | 0 | 0 | 0 | 0 | 0 | 0 | 0 | 0 | 0 | 0 | 0 | 0 | 0 | 0 | 0 | 0 | 0 | 0 | 0 | 0 | 0
Grid Connection Costs (GCC) ($/kW) | Land-Based Wind - Class 7 | Moderate | Grid Connection Costs (GCC) ($/kW) ¦ Land-Based Wind - Class 7 ¦ Moderate | 0 | 0 | 0 | 0 | 0 | 0 | 0 | 0 | 0 | 0 | 0 | 0 | 0 | 0 | 0 | 0 | 0 | 0 | 0 | 0 | 0 | 0 | 0 | 0 | 0 | 0 | 0 | 0 | 0 | 0 | 0
Grid Connection Costs (GCC) ($/kW) | Land-Based Wind - Class 7 | Conservative | Grid Connection Costs (GCC) ($/kW) ¦ Land-Based Wind - Class 7 ¦ Conservative | 0 | 0 | 0 | 0 | 0 | 0 | 0 | 0 | 0 | 0 | 0 | 0 | 0 | 0 | 0 | 0 | 0 | 0 | 0 | 0 | 0 | 0 | 0 | 0 | 0 | 0 | 0 | 0 | 0 | 0 | 0
Grid Connection Costs (GCC) ($/kW) | Land-Based Wind - Class 8 | Advanced | Grid Connection Costs (GCC) ($/kW) ¦ Land-Based Wind - Class 8 ¦ Advanced | 0 | 0 | 0 | 0 | 0 | 0 | 0 | 0 | 0 | 0 | 0 | 0 | 0 | 0 | 0 | 0 | 0 | 0 | 0 | 0 | 0 | 0 | 0 | 0 | 0 | 0 | 0 | 0 | 0 | 0 | 0
Grid Connection Costs (GCC) ($/kW) | Land-Based Wind - Class 8 | Moderate | Grid Connection Costs (GCC) ($/kW) ¦ Land-Based Wind - Class 8 ¦ Moderate | 0 | 0 | 0 | 0 | 0 | 0 | 0 | 0 | 0 | 0 | 0 | 0 | 0 | 0 | 0 | 0 | 0 | 0 | 0 | 0 | 0 | 0 | 0 | 0 | 0 | 0 | 0 | 0 | 0 | 0 | 0
Grid Connection Costs (GCC) ($/kW) | Land-Based Wind - Class 8 | Conservative | Grid Connection Costs (GCC) ($/kW) ¦ Land-Based Wind - Class 8 ¦ Conservative | 0 | 0 | 0 | 0 | 0 | 0 | 0 | 0 | 0 | 0 | 0 | 0 | 0 | 0 | 0 | 0 | 0 | 0 | 0 | 0 | 0 | 0 | 0 | 0 | 0 | 0 | 0 | 0 | 0 | 0 | 0
Grid Connection Costs (GCC) ($/kW) | Land-Based Wind - Class 9 | Advanced | Grid Connection Costs (GCC) ($/kW) ¦ Land-Based Wind - Class 9 ¦ Advanced | 0 | 0 | 0 | 0 | 0 | 0 | 0 | 0 | 0 | 0 | 0 | 0 | 0 | 0 | 0 | 0 | 0 | 0 | 0 | 0 | 0 | 0 | 0 | 0 | 0 | 0 | 0 | 0 | 0 | 0 | 0
Grid Connection Costs (GCC) ($/kW) | Land-Based Wind - Class 9 | Moderate | Grid Connection Costs (GCC) ($/kW) ¦ Land-Based Wind - Class 9 ¦ Moderate | 0 | 0 | 0 | 0 | 0 | 0 | 0 | 0 | 0 | 0 | 0 | 0 | 0 | 0 | 0 | 0 | 0 | 0 | 0 | 0 | 0 | 0 | 0 | 0 | 0 | 0 | 0 | 0 | 0 | 0 | 0
Grid Connection Costs (GCC) ($/kW) | Land-Based Wind - Class 9 | Conservative | Grid Connection Costs (GCC) ($/kW) ¦ Land-Based Wind - Class 9 ¦ Conservative | 0 | 0 | 0 | 0 | 0 | 0 | 0 | 0 | 0 | 0 | 0 | 0 | 0 | 0 | 0 | 0 | 0 | 0 | 0 | 0 | 0 | 0 | 0 | 0 | 0 | 0 | 0 | 0 | 0 | 0 | 0
Grid Connection Costs (GCC) ($/kW) | Land-Based Wind - Class 10 | Advanced | Grid Connection Costs (GCC) ($/kW) ¦ Land-Based Wind - Class 10 ¦ Advanced | 0 | 0 | 0 | 0 | 0 | 0 | 0 | 0 | 0 | 0 | 0 | 0 | 0 | 0 | 0 | 0 | 0 | 0 | 0 | 0 | 0 | 0 | 0 | 0 | 0 | 0 | 0 | 0 | 0 | 0 | 0
Grid Connection Costs (GCC) ($/kW) | Land-Based Wind - Class 10 | Moderate | Grid Connection Costs (GCC) ($/kW) ¦ Land-Based Wind - Class 10 ¦ Moderate | 0 | 0 | 0 | 0 | 0 | 0 | 0 | 0 | 0 | 0 | 0 | 0 | 0 | 0 | 0 | 0 | 0 | 0 | 0 | 0 | 0 | 0 | 0 | 0 | 0 | 0 | 0 | 0 | 0 | 0 | 0
Grid Connection Costs (GCC) ($/kW) | Land-Based Wind - Class 10 | Conservative | Grid Connection Costs (GCC) ($/kW) ¦ Land-Based Wind - Class 10 ¦ Conservative | 0 | 0 | 0 | 0 | 0 | 0 | 0 | 0 | 0 | 0 | 0 | 0 | 0 | 0 | 0 | 0 | 0 | 0 | 0 | 0 | 0 | 0 | 0 | 0 | 0 | 0 | 0 | 0 | 0 | 0 | 0
Levelized Cost of Energy ($/MWh) | Land-Based Wind - Class 1 | Advanced | Levelized Cost of Energy ($/MWh) ¦ Land-Based Wind - Class 1 ¦ Advanced | 17.0842 | 17.6545 | 18.2133 | 16.5909 | 15.0167 | 13.4426 | 18.8209 | 17.7096 | 16.6059 | 15.5092 | 14.4192 | 14.2075 | 13.9962 | 13.7853 | 13.5749 | 13.3649 | 13.1553 | 12.9461 | 12.7373 | 12.5289 | 12.321 | 12.1135 | 11.9063 | 11.6996 | 11.4933 | 11.2874 | 11.0819 | 10.8768 | 10.6721 | 10.4679 | 10.264
Levelized Cost of Energy ($/MWh) | Land-Based Wind - Class 1 | Moderate | Levelized Cost of Energy ($/MWh) ¦ Land-Based Wind - Class 1 ¦ Moderate | 17.0842 | 18.2869 | 19.3957 | 18.3221 | 17.2711 | 16.1864 | 21.6474 | 20.9638 | 20.2768 | 19.5864 | 18.8927 | 18.7149 | 18.5373 | 18.3599 | 18.1826 | 18.0056 | 17.8287 | 17.6519 | 17.4754 | 17.299 | 17.1228 | 16.9468 | 16.7709 | 16.5953 | 16.4198 | 16.2444 | 16.0693 | 15.8943 | 15.7195 | 15.5449 | 15.3704
Levelized Cost of Energy ($/MWh) | Land-Based Wind - Class 1 | Conservative | Levelized Cost of Energy ($/MWh) ¦ Land-Based Wind - Class 1 ¦ Conservative | 17.0842 | 18.6663 | 20.112 | 19.3699 | 18.6337 | 17.8435 | 23.4178 | 22.9929 | 22.5546 | 22.1029 | 21.6381 | 21.5509 | 21.4637 | 21.3766 | 21.2895 | 21.2024 | 21.1154 | 21.0284 | 20.9415 | 20.8546 | 20.7678 | 20.681 | 20.5942 | 20.5075 | 20.4208 | 20.3342 | 20.2476 | 20.1611 | 20.0746 | 19.9881 | 19.9017
Levelized Cost of Energy ($/MWh) | Land-Based Wind - Class 2 | Advanced | Levelized Cost of Energy ($/MWh) ¦ Land-Based Wind - Class 2 ¦ Advanced | 18.8064 | 19.3256 | 19.8179 | 18.1818 | 16.5849 | 14.9749 | 20.1625 | 19.0222 | 17.8824 | 16.7431 | 15.604 | 15.3672 | 15.1311 | 14.8958 | 14.6611 | 14.4271 | 14.1939 | 13.9613 | 13.7294 | 13.4982 | 13.2677 | 13.0379 | 12.8087 | 12.5802 | 12.3524 | 12.1253 | 11.8988 | 11.673 | 11.4478 | 11.2233 | 10.9995
Levelized Cost of Energy ($/MWh) | Land-Based Wind - Class 2 | Moderate | Levelized Cost of Energy ($/MWh) ¦ Land-Based Wind - Class 2 ¦ Moderate | 18.8064 | 20.0079 | 21.0979 | 20.062 | 19.0408 | 17.9728 | 23.2608 | 22.5985 | 21.9267 | 21.2455 | 20.555 | 20.3564 | 20.1582 | 19.9603 | 19.7627 | 19.5653 | 19.3683 | 19.1716 | 18.9751 | 18.779 | 18.5831 | 18.3875 | 18.1922 | 17.9972 | 17.8025 | 17.6081 | 17.414 | 17.2202 | 17.0266 | 16.8333 | 16.6404
Levelized Cost of Energy ($/MWh) | Land-Based Wind - Class 2 | Conservative | Levelized Cost of Energy ($/MWh) ¦ Land-Based Wind - Class 2 ¦ Conservative | 18.8064 | 20.4104 | 21.8622 | 21.1859 | 20.5101 | 19.7689 | 25.1886 | 24.8189 | 24.431 | 24.025 | 23.6008 | 23.5027 | 23.4047 | 23.3068 | 23.2089 | 23.1111 | 23.0134 | 22.9158 | 22.8182 | 22.7207 | 22.6233 | 22.5259 | 22.4287 | 22.3315 | 22.2343 | 22.1373 | 22.0403 | 21.9434 | 21.8465 | 21.7498 | 21.6531
Levelized Cost of Energy ($/MWh) | Land-Based Wind - Class 3 | Advanced | Levelized Cost of Energy ($/MWh) ¦ Land-Based Wind - Class 3 ¦ Advanced | 19.5786 | 20.0492 | 20.4916 | 18.8316 | 17.2097 | 15.572 | 20.6749 | 19.5144 | 18.3532 | 17.1911 | 16.0282 | 15.7771 | 15.527 | 15.2779 | 15.0298 | 14.7827 | 14.5366 | 14.2914 | 14.0472 | 13.8039 | 13.5616 | 13.3203 | 13.0799 | 12.8404 | 12.6019 | 12.3642 | 12.1276 | 11.8918 | 11.6569 | 11.423 | 11.1899
Levelized Cost of Energy ($/MWh) | Land-Based Wind - Class 3 | Moderate | Levelized Cost of Energy ($/MWh) ¦ Land-Based Wind - Class 3 ¦ Moderate | 19.5786 | 20.7508 | 21.8087 | 20.7672 | 19.7393 | 18.6613 | 23.8693 | 23.2032 | 22.5262 | 21.8387 | 21.1406 | 20.9312 | 20.7222 | 20.5136 | 20.3055 | 20.0977 | 19.8904 | 19.6835 | 19.477 | 19.2709 | 19.0652 | 18.8599 | 18.6551 | 18.4506 | 18.2465 | 18.0429 | 17.8396 | 17.6367 | 17.4343 | 17.2322 | 17.0305
Levelized Cost of Energy ($/MWh) | Land-Based Wind - Class 3 | Conservative | Levelized Cost of Energy ($/MWh) ¦ Land-Based Wind - Class 3 ¦ Conservative | 19.5786 | 21.1642 | 22.5943 | 21.9237 | 21.2526 | 20.5127 | 25.8582 | 25.4958 | 25.1143 | 24.7135 | 24.2935 | 24.1895 | 24.0856 | 23.9818 | 23.8782 | 23.7746 | 23.6711 | 23.5678 | 23.4645 | 23.3614 | 23.2583 | 23.1554 | 23.0525 | 22.9498 | 22.8471 | 22.7446 | 22.6421 | 22.5398 | 22.4376 | 22.3354 | 22.2334
Levelized Cost of Energy ($/MWh) | Land-Based Wind - Class 4 | Advanced | Levelized Cost of Energy ($/MWh) ¦ Land-Based Wind - Class 4 ¦ Advanced | 20.3861 | 20.8074 | 21.1988 | 19.5149 | 17.8679 | 16.202 | 21.2163 | 20.0351 | 18.8519 | 17.6665 | 16.4789 | 16.2127 | 15.9477 | 15.6841 | 15.4218 | 15.1608 | 14.9011 | 14.6427 | 14.3855 | 14.1296 | 13.8749 | 13.6215 | 13.3693 | 13.1183 | 12.8686 | 12.62 | 12.3727 | 12.1265 | 11.8815 | 11.6377 | 11.395
Levelized Cost of Energy ($/MWh) | Land-Based Wind - Class 4 | Moderate | Levelized Cost of Energy ($/MWh) ¦ Land-Based Wind - Class 4 ¦ Moderate | 20.3861 | 21.5307 | 22.5574 | 21.5127 | 20.4801 | 19.3936 | 24.5185 | 23.8501 | 23.1695 | 22.4768 | 21.7721 | 21.551 | 21.3305 | 21.1106 | 20.8912 | 20.6724 | 20.4541 | 20.2363 | 20.0191 | 19.8024 | 19.5862 | 19.3706 | 19.1555 | 18.941 | 18.7269 | 18.5134 | 18.3005 | 18.088 | 17.8761 | 17.6646 | 17.4537
Levelized Cost of Energy ($/MWh) | Land-Based Wind - Class 4 | Conservative | Levelized Cost of Energy ($/MWh) ¦ Land-Based Wind - Class 4 ¦ Conservative | 20.3861 | 21.9541 | 23.3629 | 22.6997 | 22.0349 | 21.298 | 26.5663 | 26.2131 | 25.8395 | 25.4456 | 25.0312 | 24.9209 | 24.8108 | 24.7008 | 24.591 | 24.4813 | 24.3717 | 24.2623 | 24.153 | 24.0438 | 23.9348 | 23.8259 | 23.7172 | 23.6085 | 23.5001 | 23.3917 | 23.2835 | 23.1754 | 23.0675 | 22.9597 | 22.852
Levelized Cost of Energy ($/MWh) | Land-Based Wind - Class 5 | Advanced | Levelized Cost of Energy ($/MWh) ¦ Land-Based Wind - Class 5 ¦ Advanced | 21.5808 | 21.915 | 22.2198 | 20.4905 | 18.7979 | 17.0835 | 21.9669 | 20.7509 | 19.5318 | 18.3095 | 17.084 | 16.7996 | 16.5169 | 16.2359 | 15.9565 | 15.6788 | 15.4028 | 15.1283 | 14.8555 | 14.5843 | 14.3146 | 14.0465 | 13.78 | 13.515 | 13.2515 | 12.9895 | 12.7291 | 12.4701 | 12.2126 | 11.9566 | 11.702
Levelized Cost of Energy ($/MWh) | Land-Based Wind - Class 5 | Moderate | Levelized Cost of Energy ($/MWh) ¦ Land-Based Wind - Class 5 ¦ Moderate | 21.5808 | 22.6691 | 23.6367 | 22.5746 | 21.5237 | 20.4148 | 25.415 | 24.7353 | 24.042 | 23.3352 | 22.6151 | 22.3799 | 22.1454 | 21.9117 | 21.6786 | 21.4462 | 21.2145 | 20.9835 | 20.7531 | 20.5235 | 20.2945 | 20.0662 | 19.8386 | 19.6117 | 19.3854 | 19.1598 | 18.9348 | 18.7105 | 18.4869 | 18.2639 | 18.0415
Levelized Cost of Energy ($/MWh) | Land-Based Wind - Class 5 | Conservative | Levelized Cost of Energy ($/MWh) ¦ Land-Based Wind - Class 5 ¦ Conservative | 21.5808 | 23.1077 | 24.4719 | 23.8064 | 23.1387 | 22.3945 | 27.5454 | 27.1956 | 26.8242 | 26.4312 | 26.0164 | 25.8985 | 25.7809 | 25.6634 | 25.5461 | 25.429 | 25.312 | 25.1953 | 25.0787 | 24.9622 | 24.846 | 24.7299 | 24.614 | 24.4983 | 24.3827 | 24.2673 | 24.1521 | 24.037 | 23.9222 | 23.8074 | 23.6929
Levelized Cost of Energy ($/MWh) | Land-Based Wind - Class 6 | Advanced | Levelized Cost of Energy ($/MWh) ¦ Land-Based Wind - Class 6 ¦ Advanced | 23.6266 | 23.8133 | 23.9709 | 22.1651 | 20.3954 | 18.5987 | 23.258 | 21.983 | 20.7029 | 19.4178 | 18.1276 | 17.817 | 17.5085 | 17.2021 | 16.8979 | 16.5958 | 16.2957 | 15.9977 | 15.7017 | 15.4077 | 15.1157 | 14.8257 | 14.5376 | 14.2514 | 13.9672 | 13.6848 | 13.4043 | 13.1257 | 12.8489 | 12.5739 | 12.3008
Levelized Cost of Energy ($/MWh) | Land-Based Wind - Class 6 | Moderate | Levelized Cost of Energy ($/MWh) ¦ Land-Based Wind - Class 6 ¦ Moderate | 23.6266 | 24.5823 | 25.4179 | 24.2965 | 23.1872 | 22.0157 | 26.798 | 26.0795 | 25.3468 | 24.6 | 23.8394 | 23.5856 | 23.3326 | 23.0806 | 22.8294 | 22.5791 | 22.3297 | 22.0812 | 21.8335 | 21.5866 | 21.3406 | 21.0954 | 20.8511 | 20.6076 | 20.365 | 20.1232 | 19.8822 | 19.642 | 19.4026 | 19.1641 | 18.9263
Levelized Cost of Energy ($/MWh) | Land-Based Wind - Class 6 | Conservative | Levelized Cost of Energy ($/MWh) ¦ Land-Based Wind - Class 6 ¦ Conservative | 23.6266 | 25.0839 | 26.3724 | 25.7041 | 25.0321 | 24.2763 | 29.2268 | 28.8838 | 28.5172 | 28.1268 | 27.7125 | 27.5835 | 27.4548 | 27.3263 | 27.198 | 27.07 | 26.9421 | 26.8145 | 26.6871 | 26.56 | 26.433 | 26.3063 | 26.1798 | 26.0535 | 25.9274 | 25.8016 | 25.6759 | 25.5505 | 25.4253 | 25.3003 | 25.1755
Levelized Cost of Energy ($/MWh) | Land-Based Wind - Class 7 | Advanced | Levelized Cost of Energy ($/MWh) ¦ Land-Based Wind - Class 7 ¦ Advanced | 27.1541 | 27.0428 | 26.9121 | 24.943 | 23.0139 | 21.0537 | 25.3267 | 23.9358 | 22.5398 | 21.1386 | 19.7322 | 19.3844 | 19.0393 | 18.697 | 18.3574 | 18.0204 | 17.6861 | 17.3544 | 17.0252 | 16.6986 | 16.3745 | 16.0529 | 15.7337 | 15.417 | 15.1027 | 14.7907 | 14.4811 | 14.1738 | 13.8688 | 13.5661 | 13.2656
Levelized Cost of Energy ($/MWh) | Land-Based Wind - Class 7 | Moderate | Levelized Cost of Energy ($/MWh) ¦ Land-Based Wind - Class 7 ¦ Moderate | 27.1541 | 27.9366 | 28.5918 | 27.4139 | 26.2459 | 25.0039 | 29.4175 | 28.6625 | 27.8897 | 27.0991 | 26.291 | 26.0046 | 25.7193 | 25.4352 | 25.1522 | 24.8703 | 24.5896 | 24.3099 | 24.0314 | 23.7539 | 23.4775 | 23.2023 | 22.928 | 22.6549 | 22.3828 | 22.1118 | 21.8418 | 21.5729 | 21.305 | 21.0382 | 20.7723
Levelized Cost of Energy ($/MWh) | Land-Based Wind - Class 7 | Conservative | Levelized Cost of Energy ($/MWh) ¦ Land-Based Wind - Class 7 ¦ Conservative | 27.1541 | 28.4476 | 29.5666 | 28.8543 | 28.1376 | 27.3267 | 31.9208 | 31.5583 | 31.1698 | 30.7551 | 30.3138 | 30.169 | 30.0244 | 29.8802 | 29.7362 | 29.5925 | 29.4491 | 29.306 | 29.1632 | 29.0207 | 28.8784 | 28.7364 | 28.5947 | 28.4533 | 28.3122 | 28.1713 | 28.0308 | 27.8904 | 27.7504 | 27.6107 | 27.4712
Levelized Cost of Energy ($/MWh) | Land-Based Wind - Class 8 | Advanced | Levelized Cost of Energy ($/MWh) ¦ Land-Based Wind - Class 8 ¦ Advanced | 33.2775 | 32.5595 | 31.8566 | 29.54 | 27.2801 | 24.9924 | 28.5954 | 26.9752 | 25.3563 | 23.7384 | 22.1212 | 21.7204 | 21.3233 | 20.9296 | 20.5395 | 20.1528 | 19.7695 | 19.3895 | 19.0128 | 18.6394 | 18.2692 | 17.9021 | 17.5382 | 17.1774 | 16.8197 | 16.4649 | 16.1132 | 15.7644 | 15.4185 | 15.0754 | 14.7352
Levelized Cost of Energy ($/MWh) | Land-Based Wind - Class 8 | Moderate | Levelized Cost of Energy ($/MWh) ¦ Land-Based Wind - Class 8 ¦ Moderate | 33.2775 | 33.6074 | 33.82 | 32.4191 | 31.0343 | 29.5672 | 33.3211 | 32.4198 | 31.5014 | 30.566 | 29.6139 | 29.284 | 28.9556 | 28.6286 | 28.3031 | 27.9791 | 27.6565 | 27.3353 | 27.0155 | 26.6972 | 26.3802 | 26.0647 | 25.7505 | 25.4377 | 25.1263 | 24.8162 | 24.5075 | 24.2001 | 23.894 | 23.5892 | 23.2858
Levelized Cost of Energy ($/MWh) | Land-Based Wind - Class 8 | Conservative | Levelized Cost of Energy ($/MWh) ¦ Land-Based Wind - Class 8 ¦ Conservative | 33.2775 | 34.2028 | 34.9529 | 34.089 | 33.2224 | 32.2476 | 36.2024 | 35.7453 | 35.26 | 34.746 | 34.2034 | 34.0357 | 33.8684 | 33.7015 | 33.535 | 33.3688 | 33.203 | 33.0376 | 32.8726 | 32.7079 | 32.5436 | 32.3796 | 32.216 | 32.0528 | 31.8899 | 31.7274 | 31.5653 | 31.4035 | 31.2421 | 31.081 | 30.9203
Levelized Cost of Energy ($/MWh) | Land-Based Wind - Class 9 | Advanced | Levelized Cost of Energy ($/MWh) ¦ Land-Based Wind - Class 9 ¦ Advanced | 42.4966 | 40.8266 | 39.2333 | 36.3686 | 33.5908 | 30.7952 | 33.3923 | 31.4189 | 29.4592 | 27.5122 | 25.5772 | 25.1013 | 24.6302 | 24.1637 | 23.7018 | 23.2444 | 22.7915 | 22.3429 | 21.8986 | 21.4586 | 21.0228 | 20.5911 | 20.1634 | 19.7398 | 19.3202 | 18.9044 | 18.4925 | 18.0844 | 17.6801 | 17.2794 | 16.8824
Levelized Cost of Energy ($/MWh) | Land-Based Wind - Class 9 | Moderate | Levelized Cost of Energy ($/MWh) ¦ Land-Based Wind - Class 9 ¦ Moderate | 42.4966 | 42.1111 | 41.6293 | 39.8663 | 38.1321 | 36.3058 | 39.0642 | 37.9274 | 36.7766 | 35.6118 | 34.4333 | 34.0412 | 33.6511 | 33.2629 | 32.8766 | 32.4923 | 32.1098 | 31.7292 | 31.3505 | 30.9736 | 30.5986 | 30.2254 | 29.854 | 29.4844 | 29.1166 | 28.7505 | 28.3862 | 28.0237 | 27.6629 | 27.3038 | 26.9465
Levelized Cost of Energy ($/MWh) | Land-Based Wind - Class 9 | Conservative | Levelized Cost of Energy ($/MWh) ¦ Land-Based Wind - Class 9 ¦ Conservative | 42.4966 | 42.8363 | 43.0039 | 41.8853 | 40.768 | 39.5236 | 42.51 | 41.8914 | 41.2419 | 40.5617 | 39.8507 | 39.6504 | 39.4506 | 39.2513 | 39.0525 | 38.8542 | 38.6564 | 38.4591 | 38.2622 | 38.0659 | 37.87 | 37.6746 | 37.4797 | 37.2853 | 37.0914 | 36.8979 | 36.7049 | 36.5124 | 36.3203 | 36.1287 | 35.9376
Levelized Cost of Energy ($/MWh) | Land-Based Wind - Class 10 | Advanced | Levelized Cost of Energy ($/MWh) ¦ Land-Based Wind - Class 10 ¦ Advanced | 74.427 | 70.0239 | 65.7905 | 61.4215 | 57.1785 | 52.8854 | 51.9856 | 48.9518 | 45.9335 | 42.9294 | 39.9387 | 39.1762 | 38.422 | 37.6759 | 36.9379 | 36.2078 | 35.4855 | 34.7708 | 34.0636 | 33.3639 | 32.6714 | 31.9861 | 31.308 | 30.6367 | 29.9723 | 29.3147 | 28.6637 | 28.0193 | 27.3813 | 26.7497 | 26.1243
Levelized Cost of Energy ($/MWh) | Land-Based Wind - Class 10 | Moderate | Levelized Cost of Energy ($/MWh) ¦ Land-Based Wind - Class 10 ¦ Moderate | 74.427 | 72.1394 | 69.7391 | 67.1875 | 64.6662 | 61.9726 | 61.3483 | 59.6946 | 58.009 | 56.2919 | 54.5435 | 53.909 | 53.278 | 52.6504 | 52.0262 | 51.4054 | 50.788 | 50.1739 | 49.5631 | 48.9555 | 48.3513 | 47.7502 | 47.1524 | 46.5577 | 45.9662 | 45.3778 | 44.7925 | 44.2103 | 43.6311 | 43.0549 | 42.4818
Levelized Cost of Energy ($/MWh) | Land-Based Wind - Class 10 | Conservative | Levelized Cost of Energy ($/MWh) ¦ Land-Based Wind - Class 10 ¦ Conservative | 74.427 | 73.2983 | 71.9438 | 70.4378 | 68.9252 | 67.1901 | 66.9519 | 66.1629 | 65.32 | 64.4228 | 63.4707 | 63.1438 | 62.8178 | 62.4927 | 62.1685 | 61.8452 | 61.5227 | 61.2012 | 60.8805 | 60.5606 | 60.2417 | 59.9236 | 59.6064 | 59.29 | 58.9745 | 58.6598 | 58.346 | 58.033 | 57.7209 | 57.4095 | 57.0991

## Solar - CSP
Key1 | Key2 | Key3 | KeyCombined | 2020 | 2021 | 2022 | 2023 | 2024 | 2025 | 2026 | 2027 | 2028 | 2029 | 2030 | 2031 | 2032 | 2033 | 2034 | 2035 | 2036 | 2037 | 2038 | 2039 | 2040 | 2041 | 2042 | 2043 | 2044 | 2045 | 2046 | 2047 | 2048 | 2049 | 2050
Assumptions | Inflation Rate | * | Assumptions ¦ Inflation Rate ¦ * | 0.025 | 0.025 | 0.025 | 0.025 | 0.025 | 0.025 | 0.025 | 0.025 | 0.025 | 0.025 | 0.025 | 0.025 | 0.025 | 0.025 | 0.025 | 0.025 | 0.025 | 0.025 | 0.025 | 0.025 | 0.025 | 0.025 | 0.025 | 0.025 | 0.025 | 0.025 | 0.025 | 0.025 | 0.025 | 0.025 | 0.025
Assumptions | Interest Rate Nominal | Advanced | Assumptions ¦ Interest Rate Nominal ¦ Advanced | 0.04 | 0.04 | 0.04 | 0.04 | 0.04 | 0.04 | 0.042 | 0.044 | 0.046 | 0.048 | 0.05 | 0.05 | 0.05 | 0.05 | 0.05 | 0.05 | 0.05 | 0.05 | 0.05 | 0.05 | 0.05 | 0.05 | 0.05 | 0.05 | 0.05 | 0.05 | 0.05 | 0.05 | 0.05 | 0.05 | 0.05
Assumptions | Interest Rate Nominal | Moderate | Assumptions ¦ Interest Rate Nominal ¦ Moderate | 0.04 | 0.04 | 0.04 | 0.04 | 0.04 | 0.04 | 0.042 | 0.044 | 0.046 | 0.048 | 0.05 | 0.05 | 0.05 | 0.05 | 0.05 | 0.05 | 0.05 | 0.05 | 0.05 | 0.05 | 0.05 | 0.05 | 0.05 | 0.05 | 0.05 | 0.05 | 0.05 | 0.05 | 0.05 | 0.05 | 0.05
Assumptions | Interest Rate Nominal | Conservative | Assumptions ¦ Interest Rate Nominal ¦ Conservative | 0.04 | 0.04 | 0.04 | 0.04 | 0.04 | 0.04 | 0.042 | 0.044 | 0.046 | 0.048 | 0.05 | 0.05 | 0.05 | 0.05 | 0.05 | 0.05 | 0.05 | 0.05 | 0.05 | 0.05 | 0.05 | 0.05 | 0.05 | 0.05 | 0.05 | 0.05 | 0.05 | 0.05 | 0.05 | 0.05 | 0.05
Assumptions | Calculated Interest Rate Real | Advanced | Assumptions ¦ Calculated Interest Rate Real ¦ Advanced | 0.014634 | 0.014634 | 0.014634 | 0.014634 | 0.014634 | 0.014634 | 0.016585 | 0.018537 | 0.020488 | 0.022439 | 0.02439 | 0.02439 | 0.02439 | 0.02439 | 0.02439 | 0.02439 | 0.02439 | 0.02439 | 0.02439 | 0.02439 | 0.02439 | 0.02439 | 0.02439 | 0.02439 | 0.02439 | 0.02439 | 0.02439 | 0.02439 | 0.02439 | 0.02439 | 0.02439
Assumptions | Calculated Interest Rate Real | Moderate | Assumptions ¦ Calculated Interest Rate Real ¦ Moderate | 0.014634 | 0.014634 | 0.014634 | 0.014634 | 0.014634 | 0.014634 | 0.016585 | 0.018537 | 0.020488 | 0.022439 | 0.02439 | 0.02439 | 0.02439 | 0.02439 | 0.02439 | 0.02439 | 0.02439 | 0.02439 | 0.02439 | 0.02439 | 0.02439 | 0.02439 | 0.02439 | 0.02439 | 0.02439 | 0.02439 | 0.02439 | 0.02439 | 0.02439 | 0.02439 | 0.02439
Assumptions | Calculated Interest Rate Real | Conservative | Assumptions ¦ Calculated Interest Rate Real ¦ Conservative | 0.014634 | 0.014634 | 0.014634 | 0.014634 | 0.014634 | 0.014634 | 0.016585 | 0.018537 | 0.020488 | 0.022439 | 0.02439 | 0.02439 | 0.02439 | 0.02439 | 0.02439 | 0.02439 | 0.02439 | 0.02439 | 0.02439 | 0.02439 | 0.02439 | 0.02439 | 0.02439 | 0.02439 | 0.02439 | 0.02439 | 0.02439 | 0.02439 | 0.02439 | 0.02439 | 0.02439
Assumptions | Interest During Construction - Nominal | * | Assumptions ¦ Interest During Construction - Nominal ¦ * | 0.035 | 0.035 | 0.035 | 0.035 | 0.035 | 0.035 | 0.037 | 0.039 | 0.041 | 0.043 | 0.045 | 0.045 | 0.045 | 0.045 | 0.045 | 0.045 | 0.045 | 0.045 | 0.045 | 0.045 | 0.045 | 0.045 | 0.045 | 0.045 | 0.045 | 0.045 | 0.045 | 0.045 | 0.045 | 0.045 | 0.045
Assumptions | Rate of Return on Equity Nominal | Advanced | Assumptions ¦ Rate of Return on Equity Nominal ¦ Advanced | 0.1 | 0.1 | 0.1 | 0.1 | 0.1 | 0.1 | 0.1 | 0.1 | 0.1 | 0.1 | 0.1 | 0.1 | 0.1 | 0.1 | 0.1 | 0.1 | 0.1 | 0.1 | 0.1 | 0.1 | 0.1 | 0.1 | 0.1 | 0.1 | 0.1 | 0.1 | 0.1 | 0.1 | 0.1 | 0.1 | 0.1
Assumptions | Rate of Return on Equity Nominal | Moderate | Assumptions ¦ Rate of Return on Equity Nominal ¦ Moderate | 0.1 | 0.1 | 0.1 | 0.1 | 0.1 | 0.1 | 0.1 | 0.1 | 0.1 | 0.1 | 0.1 | 0.1 | 0.1 | 0.1 | 0.1 | 0.1 | 0.1 | 0.1 | 0.1 | 0.1 | 0.1 | 0.1 | 0.1 | 0.1 | 0.1 | 0.1 | 0.1 | 0.1 | 0.1 | 0.1 | 0.1
Assumptions | Rate of Return on Equity Nominal | Conservative | Assumptions ¦ Rate of Return on Equity Nominal ¦ Conservative | 0.1 | 0.1 | 0.1 | 0.1 | 0.1 | 0.1 | 0.1 | 0.1 | 0.1 | 0.1 | 0.1 | 0.1 | 0.1 | 0.1 | 0.1 | 0.1 | 0.1 | 0.1 | 0.1 | 0.1 | 0.1 | 0.1 | 0.1 | 0.1 | 0.1 | 0.1 | 0.1 | 0.1 | 0.1 | 0.1 | 0.1
Assumptions | Calculated Rate of Return on Equity Real | Advanced | Assumptions ¦ Calculated Rate of Return on Equity Real ¦ Advanced | 0.073171 | 0.073171 | 0.073171 | 0.073171 | 0.073171 | 0.073171 | 0.073171 | 0.073171 | 0.073171 | 0.073171 | 0.073171 | 0.073171 | 0.073171 | 0.073171 | 0.073171 | 0.073171 | 0.073171 | 0.073171 | 0.073171 | 0.073171 | 0.073171 | 0.073171 | 0.073171 | 0.073171 | 0.073171 | 0.073171 | 0.073171 | 0.073171 | 0.073171 | 0.073171 | 0.073171
Assumptions | Calculated Rate of Return on Equity Real | Moderate | Assumptions ¦ Calculated Rate of Return on Equity Real ¦ Moderate | 0.073171 | 0.073171 | 0.073171 | 0.073171 | 0.073171 | 0.073171 | 0.073171 | 0.073171 | 0.073171 | 0.073171 | 0.073171 | 0.073171 | 0.073171 | 0.073171 | 0.073171 | 0.073171 | 0.073171 | 0.073171 | 0.073171 | 0.073171 | 0.073171 | 0.073171 | 0.073171 | 0.073171 | 0.073171 | 0.073171 | 0.073171 | 0.073171 | 0.073171 | 0.073171 | 0.073171
Assumptions | Calculated Rate of Return on Equity Real | Conservative | Assumptions ¦ Calculated Rate of Return on Equity Real ¦ Conservative | 0.073171 | 0.073171 | 0.073171 | 0.073171 | 0.073171 | 0.073171 | 0.073171 | 0.073171 | 0.073171 | 0.073171 | 0.073171 | 0.073171 | 0.073171 | 0.073171 | 0.073171 | 0.073171 | 0.073171 | 0.073171 | 0.073171 | 0.073171 | 0.073171 | 0.073171 | 0.073171 | 0.073171 | 0.073171 | 0.073171 | 0.073171 | 0.073171 | 0.073171 | 0.073171 | 0.073171
Assumptions | Debt Fraction | Advanced | Assumptions ¦ Debt Fraction ¦ Advanced | 0.46445 | 0.46469 | 0.46491 | 0.46486 | 0.49155 | 0.49155 | 0.5983 | 0.59492 | 0.59155 | 0.58817 | 0.58479 | 0.58479 | 0.58479 | 0.58479 | 0.58479 | 0.58479 | 0.58479 | 0.58479 | 0.58479 | 0.58479 | 0.58479 | 0.58479 | 0.58479 | 0.58479 | 0.58479 | 0.58479 | 0.58479 | 0.58479 | 0.58479 | 0.58479 | 0.58479
Assumptions | Debt Fraction | Moderate | Assumptions ¦ Debt Fraction ¦ Moderate | 0.46445 | 0.46469 | 0.46491 | 0.46486 | 0.49155 | 0.49155 | 0.5983 | 0.59492 | 0.59155 | 0.58817 | 0.58479 | 0.58479 | 0.58479 | 0.58479 | 0.58479 | 0.58479 | 0.58479 | 0.58479 | 0.58479 | 0.58479 | 0.58479 | 0.58479 | 0.58479 | 0.58479 | 0.58479 | 0.58479 | 0.58479 | 0.58479 | 0.58479 | 0.58479 | 0.58479
Assumptions | Debt Fraction | Conservative | Assumptions ¦ Debt Fraction ¦ Conservative | 0.46445 | 0.46469 | 0.46491 | 0.46486 | 0.49155 | 0.49155 | 0.5983 | 0.59492 | 0.59155 | 0.58817 | 0.58479 | 0.58479 | 0.58479 | 0.58479 | 0.58479 | 0.58479 | 0.58479 | 0.58479 | 0.58479 | 0.58479 | 0.58479 | 0.58479 | 0.58479 | 0.58479 | 0.58479 | 0.58479 | 0.58479 | 0.58479 | 0.58479 | 0.58479 | 0.58479
Assumptions | Tax Rate (Federal and State) | * | Assumptions ¦ Tax Rate (Federal and State) ¦ * | 0.2574 | 0.2574 | 0.2574 | 0.2574 | 0.2574 | 0.2574 | 0.2574 | 0.2574 | 0.2574 | 0.2574 | 0.2574 | 0.2574 | 0.2574 | 0.2574 | 0.2574 | 0.2574 | 0.2574 | 0.2574 | 0.2574 | 0.2574 | 0.2574 | 0.2574 | 0.2574 | 0.2574 | 0.2574 | 0.2574 | 0.2574 | 0.2574 | 0.2574 | 0.2574 | 0.2574
Assumptions | WACC Nominal | Advanced | Assumptions ¦ WACC Nominal ¦ Advanced | 0.067351 | 0.067334 | 0.067318 | 0.067322 | 0.065446 | 0.065446 | 0.058831 | 0.059947 | 0.061052 | 0.062148 | 0.063234 | 0.063234 | 0.063234 | 0.063234 | 0.063234 | 0.063234 | 0.063234 | 0.063234 | 0.063234 | 0.063234 | 0.063234 | 0.063234 | 0.063234 | 0.063234 | 0.063234 | 0.063234 | 0.063234 | 0.063234 | 0.063234 | 0.063234 | 0.063234
Assumptions | WACC Nominal | Moderate | Assumptions ¦ WACC Nominal ¦ Moderate | 0.067351 | 0.067334 | 0.067318 | 0.067322 | 0.065446 | 0.065446 | 0.058831 | 0.059947 | 0.061052 | 0.062148 | 0.063234 | 0.063234 | 0.063234 | 0.063234 | 0.063234 | 0.063234 | 0.063234 | 0.063234 | 0.063234 | 0.063234 | 0.063234 | 0.063234 | 0.063234 | 0.063234 | 0.063234 | 0.063234 | 0.063234 | 0.063234 | 0.063234 | 0.063234 | 0.063234
Assumptions | WACC Nominal | Conservative | Assumptions ¦ WACC Nominal ¦ Conservative | 0.067351 | 0.067334 | 0.067318 | 0.067322 | 0.065446 | 0.065446 | 0.058831 | 0.059947 | 0.061052 | 0.062148 | 0.063234 | 0.063234 | 0.063234 | 0.063234 | 0.063234 | 0.063234 | 0.063234 | 0.063234 | 0.063234 | 0.063234 | 0.063234 | 0.063234 | 0.063234 | 0.063234 | 0.063234 | 0.063234 | 0.063234 | 0.063234 | 0.063234 | 0.063234 | 0.063234
Assumptions | WACC Real | Advanced | Assumptions ¦ WACC Real ¦ Advanced | 0.041318 | 0.041302 | 0.041286 | 0.04129 | 0.03946 | 0.03946 | 0.033006 | 0.034094 | 0.035173 | 0.036242 | 0.037301 | 0.037301 | 0.037301 | 0.037301 | 0.037301 | 0.037301 | 0.037301 | 0.037301 | 0.037301 | 0.037301 | 0.037301 | 0.037301 | 0.037301 | 0.037301 | 0.037301 | 0.037301 | 0.037301 | 0.037301 | 0.037301 | 0.037301 | 0.037301
Assumptions | WACC Real | Moderate | Assumptions ¦ WACC Real ¦ Moderate | 0.041318 | 0.041302 | 0.041286 | 0.04129 | 0.03946 | 0.03946 | 0.033006 | 0.034094 | 0.035173 | 0.036242 | 0.037301 | 0.037301 | 0.037301 | 0.037301 | 0.037301 | 0.037301 | 0.037301 | 0.037301 | 0.037301 | 0.037301 | 0.037301 | 0.037301 | 0.037301 | 0.037301 | 0.037301 | 0.037301 | 0.037301 | 0.037301 | 0.037301 | 0.037301 | 0.037301
Assumptions | WACC Real | Conservative | Assumptions ¦ WACC Real ¦ Conservative | 0.041318 | 0.041302 | 0.041286 | 0.04129 | 0.03946 | 0.03946 | 0.033006 | 0.034094 | 0.035173 | 0.036242 | 0.037301 | 0.037301 | 0.037301 | 0.037301 | 0.037301 | 0.037301 | 0.037301 | 0.037301 | 0.037301 | 0.037301 | 0.037301 | 0.037301 | 0.037301 | 0.037301 | 0.037301 | 0.037301 | 0.037301 | 0.037301 | 0.037301 | 0.037301 | 0.037301
Assumptions | Capital Recovery Factor (CRF) Nominal | Advanced | Assumptions ¦ Capital Recovery Factor (CRF) Nominal ¦ Advanced | 0.078452 | 0.078439 | 0.078427 | 0.07843 | 0.076932 | 0.076932 | 0.071742 | 0.072607 | 0.073469 | 0.074327 | 0.07518 | 0.07518 | 0.07518 | 0.07518 | 0.07518 | 0.07518 | 0.07518 | 0.07518 | 0.07518 | 0.07518 | 0.07518 | 0.07518 | 0.07518 | 0.07518 | 0.07518 | 0.07518 | 0.07518 | 0.07518 | 0.07518 | 0.07518 | 0.07518
Assumptions | Capital Recovery Factor (CRF) Nominal | Moderate | Assumptions ¦ Capital Recovery Factor (CRF) Nominal ¦ Moderate | 0.078452 | 0.078439 | 0.078427 | 0.07843 | 0.076932 | 0.076932 | 0.071742 | 0.072607 | 0.073469 | 0.074327 | 0.07518 | 0.07518 | 0.07518 | 0.07518 | 0.07518 | 0.07518 | 0.07518 | 0.07518 | 0.07518 | 0.07518 | 0.07518 | 0.07518 | 0.07518 | 0.07518 | 0.07518 | 0.07518 | 0.07518 | 0.07518 | 0.07518 | 0.07518 | 0.07518
Assumptions | Capital Recovery Factor (CRF) Nominal | Conservative | Assumptions ¦ Capital Recovery Factor (CRF) Nominal ¦ Conservative | 0.078452 | 0.078439 | 0.078427 | 0.07843 | 0.076932 | 0.076932 | 0.071742 | 0.072607 | 0.073469 | 0.074327 | 0.07518 | 0.07518 | 0.07518 | 0.07518 | 0.07518 | 0.07518 | 0.07518 | 0.07518 | 0.07518 | 0.07518 | 0.07518 | 0.07518 | 0.07518 | 0.07518 | 0.07518 | 0.07518 | 0.07518 | 0.07518 | 0.07518 | 0.07518 | 0.07518
Assumptions | Capital Recovery Factor (CRF) Real | Advanced | Assumptions ¦ Capital Recovery Factor (CRF) Real ¦ Advanced | 0.058759 | 0.058748 | 0.058737 | 0.058739 | 0.057451 | 0.057451 | 0.053021 | 0.053756 | 0.054489 | 0.055221 | 0.05595 | 0.05595 | 0.05595 | 0.05595 | 0.05595 | 0.05595 | 0.05595 | 0.05595 | 0.05595 | 0.05595 | 0.05595 | 0.05595 | 0.05595 | 0.05595 | 0.05595 | 0.05595 | 0.05595 | 0.05595 | 0.05595 | 0.05595 | 0.05595
Assumptions | Capital Recovery Factor (CRF) Real | Moderate | Assumptions ¦ Capital Recovery Factor (CRF) Real ¦ Moderate | 0.058759 | 0.058748 | 0.058737 | 0.058739 | 0.057451 | 0.057451 | 0.053021 | 0.053756 | 0.054489 | 0.055221 | 0.05595 | 0.05595 | 0.05595 | 0.05595 | 0.05595 | 0.05595 | 0.05595 | 0.05595 | 0.05595 | 0.05595 | 0.05595 | 0.05595 | 0.05595 | 0.05595 | 0.05595 | 0.05595 | 0.05595 | 0.05595 | 0.05595 | 0.05595 | 0.05595
Assumptions | Capital Recovery Factor (CRF) Real | Conservative | Assumptions ¦ Capital Recovery Factor (CRF) Real ¦ Conservative | 0.058759 | 0.058748 | 0.058737 | 0.058739 | 0.057451 | 0.057451 | 0.053021 | 0.053756 | 0.054489 | 0.055221 | 0.05595 | 0.05595 | 0.05595 | 0.05595 | 0.05595 | 0.05595 | 0.05595 | 0.05595 | 0.05595 | 0.05595 | 0.05595 | 0.05595 | 0.05595 | 0.05595 | 0.05595 | 0.05595 | 0.05595 | 0.05595 | 0.05595 | 0.05595 | 0.05595
Net Capacity Factor (%) | CSP - Class 7 | Advanced | Net Capacity Factor (%) ¦ CSP - Class 7 ¦ Advanced | 0.494 | 0.494 | 0.494 | 0.494 | 0.494 | 0.494 | 0.494 | 0.494 | 0.494 | 0.494 | 0.494 | 0.494 | 0.494 | 0.494 | 0.494 | 0.494 | 0.494 | 0.494 | 0.494 | 0.494 | 0.494 | 0.494 | 0.494 | 0.494 | 0.494 | 0.494 | 0.494 | 0.494 | 0.494 | 0.494 | 0.494
Net Capacity Factor (%) | CSP - Class 7 | Moderate | Net Capacity Factor (%) ¦ CSP - Class 7 ¦ Moderate | 0.494 | 0.494 | 0.494 | 0.494 | 0.494 | 0.494 | 0.494 | 0.494 | 0.494 | 0.494 | 0.494 | 0.494 | 0.494 | 0.494 | 0.494 | 0.494 | 0.494 | 0.494 | 0.494 | 0.494 | 0.494 | 0.494 | 0.494 | 0.494 | 0.494 | 0.494 | 0.494 | 0.494 | 0.494 | 0.494 | 0.494
Net Capacity Factor (%) | CSP - Class 7 | Conservative | Net Capacity Factor (%) ¦ CSP - Class 7 ¦ Conservative | 0.494 | 0.494 | 0.494 | 0.494 | 0.494 | 0.494 | 0.494 | 0.494 | 0.494 | 0.494 | 0.494 | 0.494 | 0.494 | 0.494 | 0.494 | 0.494 | 0.494 | 0.494 | 0.494 | 0.494 | 0.494 | 0.494 | 0.494 | 0.494 | 0.494 | 0.494 | 0.494 | 0.494 | 0.494 | 0.494 | 0.494
Net Capacity Factor (%) | CSP - Class 3 | Advanced | Net Capacity Factor (%) ¦ CSP - Class 3 ¦ Advanced | 0.604 | 0.604 | 0.604 | 0.604 | 0.604 | 0.604 | 0.604 | 0.604 | 0.604 | 0.604 | 0.604 | 0.604 | 0.604 | 0.604 | 0.604 | 0.604 | 0.604 | 0.604 | 0.604 | 0.604 | 0.604 | 0.604 | 0.604 | 0.604 | 0.604 | 0.604 | 0.604 | 0.604 | 0.604 | 0.604 | 0.604
Net Capacity Factor (%) | CSP - Class 3 | Moderate | Net Capacity Factor (%) ¦ CSP - Class 3 ¦ Moderate | 0.604 | 0.604 | 0.604 | 0.604 | 0.604 | 0.604 | 0.604 | 0.604 | 0.604 | 0.604 | 0.604 | 0.604 | 0.604 | 0.604 | 0.604 | 0.604 | 0.604 | 0.604 | 0.604 | 0.604 | 0.604 | 0.604 | 0.604 | 0.604 | 0.604 | 0.604 | 0.604 | 0.604 | 0.604 | 0.604 | 0.604
Net Capacity Factor (%) | CSP - Class 3 | Conservative | Net Capacity Factor (%) ¦ CSP - Class 3 ¦ Conservative | 0.604 | 0.604 | 0.604 | 0.604 | 0.604 | 0.604 | 0.604 | 0.604 | 0.604 | 0.604 | 0.604 | 0.604 | 0.604 | 0.604 | 0.604 | 0.604 | 0.604 | 0.604 | 0.604 | 0.604 | 0.604 | 0.604 | 0.604 | 0.604 | 0.604 | 0.604 | 0.604 | 0.604 | 0.604 | 0.604 | 0.604
Net Capacity Factor (%) | CSP - Class 2 | Advanced | Net Capacity Factor (%) ¦ CSP - Class 2 ¦ Advanced | 0.63 | 0.63 | 0.63 | 0.63 | 0.63 | 0.63 | 0.63 | 0.63 | 0.63 | 0.63 | 0.63 | 0.63 | 0.63 | 0.63 | 0.63 | 0.63 | 0.63 | 0.63 | 0.63 | 0.63 | 0.63 | 0.63 | 0.63 | 0.63 | 0.63 | 0.63 | 0.63 | 0.63 | 0.63 | 0.63 | 0.63
Net Capacity Factor (%) | CSP - Class 2 | Moderate | Net Capacity Factor (%) ¦ CSP - Class 2 ¦ Moderate | 0.63 | 0.63 | 0.63 | 0.63 | 0.63 | 0.63 | 0.63 | 0.63 | 0.63 | 0.63 | 0.63 | 0.63 | 0.63 | 0.63 | 0.63 | 0.63 | 0.63 | 0.63 | 0.63 | 0.63 | 0.63 | 0.63 | 0.63 | 0.63 | 0.63 | 0.63 | 0.63 | 0.63 | 0.63 | 0.63 | 0.63
Net Capacity Factor (%) | CSP - Class 2 | Conservative | Net Capacity Factor (%) ¦ CSP - Class 2 ¦ Conservative | 0.63 | 0.63 | 0.63 | 0.63 | 0.63 | 0.63 | 0.63 | 0.63 | 0.63 | 0.63 | 0.63 | 0.63 | 0.63 | 0.63 | 0.63 | 0.63 | 0.63 | 0.63 | 0.63 | 0.63 | 0.63 | 0.63 | 0.63 | 0.63 | 0.63 | 0.63 | 0.63 | 0.63 | 0.63 | 0.63 | 0.63
Annual Energy Production (kWh/kW) | CSP - Class 7 | Advanced | Annual Energy Production (kWh/kW) ¦ CSP - Class 7 ¦ Advanced | 4327.44 | 4327.44 | 4327.44 | 4327.44 | 4327.44 | 4327.44 | 4327.44 | 4327.44 | 4327.44 | 4327.44 | 4327.44 | 4327.44 | 4327.44 | 4327.44 | 4327.44 | 4327.44 | 4327.44 | 4327.44 | 4327.44 | 4327.44 | 4327.44 | 4327.44 | 4327.44 | 4327.44 | 4327.44 | 4327.44 | 4327.44 | 4327.44 | 4327.44 | 4327.44 | 4327.44
Annual Energy Production (kWh/kW) | CSP - Class 7 | Moderate | Annual Energy Production (kWh/kW) ¦ CSP - Class 7 ¦ Moderate | 4327.44 | 4327.44 | 4327.44 | 4327.44 | 4327.44 | 4327.44 | 4327.44 | 4327.44 | 4327.44 | 4327.44 | 4327.44 | 4327.44 | 4327.44 | 4327.44 | 4327.44 | 4327.44 | 4327.44 | 4327.44 | 4327.44 | 4327.44 | 4327.44 | 4327.44 | 4327.44 | 4327.44 | 4327.44 | 4327.44 | 4327.44 | 4327.44 | 4327.44 | 4327.44 | 4327.44
Annual Energy Production (kWh/kW) | CSP - Class 7 | Conservative | Annual Energy Production (kWh/kW) ¦ CSP - Class 7 ¦ Conservative | 4327.44 | 4327.44 | 4327.44 | 4327.44 | 4327.44 | 4327.44 | 4327.44 | 4327.44 | 4327.44 | 4327.44 | 4327.44 | 4327.44 | 4327.44 | 4327.44 | 4327.44 | 4327.44 | 4327.44 | 4327.44 | 4327.44 | 4327.44 | 4327.44 | 4327.44 | 4327.44 | 4327.44 | 4327.44 | 4327.44 | 4327.44 | 4327.44 | 4327.44 | 4327.44 | 4327.44
Annual Energy Production (kWh/kW) | CSP - Class 3 | Advanced | Annual Energy Production (kWh/kW) ¦ CSP - Class 3 ¦ Advanced | 5291.04 | 5291.04 | 5291.04 | 5291.04 | 5291.04 | 5291.04 | 5291.04 | 5291.04 | 5291.04 | 5291.04 | 5291.04 | 5291.04 | 5291.04 | 5291.04 | 5291.04 | 5291.04 | 5291.04 | 5291.04 | 5291.04 | 5291.04 | 5291.04 | 5291.04 | 5291.04 | 5291.04 | 5291.04 | 5291.04 | 5291.04 | 5291.04 | 5291.04 | 5291.04 | 5291.04
Annual Energy Production (kWh/kW) | CSP - Class 3 | Moderate | Annual Energy Production (kWh/kW) ¦ CSP - Class 3 ¦ Moderate | 5291.04 | 5291.04 | 5291.04 | 5291.04 | 5291.04 | 5291.04 | 5291.04 | 5291.04 | 5291.04 | 5291.04 | 5291.04 | 5291.04 | 5291.04 | 5291.04 | 5291.04 | 5291.04 | 5291.04 | 5291.04 | 5291.04 | 5291.04 | 5291.04 | 5291.04 | 5291.04 | 5291.04 | 5291.04 | 5291.04 | 5291.04 | 5291.04 | 5291.04 | 5291.04 | 5291.04
Annual Energy Production (kWh/kW) | CSP - Class 3 | Conservative | Annual Energy Production (kWh/kW) ¦ CSP - Class 3 ¦ Conservative | 5291.04 | 5291.04 | 5291.04 | 5291.04 | 5291.04 | 5291.04 | 5291.04 | 5291.04 | 5291.04 | 5291.04 | 5291.04 | 5291.04 | 5291.04 | 5291.04 | 5291.04 | 5291.04 | 5291.04 | 5291.04 | 5291.04 | 5291.04 | 5291.04 | 5291.04 | 5291.04 | 5291.04 | 5291.04 | 5291.04 | 5291.04 | 5291.04 | 5291.04 | 5291.04 | 5291.04
Annual Energy Production (kWh/kW) | CSP - Class 2 | Advanced | Annual Energy Production (kWh/kW) ¦ CSP - Class 2 ¦ Advanced | 5518.8 | 5518.8 | 5518.8 | 5518.8 | 5518.8 | 5518.8 | 5518.8 | 5518.8 | 5518.8 | 5518.8 | 5518.8 | 5518.8 | 5518.8 | 5518.8 | 5518.8 | 5518.8 | 5518.8 | 5518.8 | 5518.8 | 5518.8 | 5518.8 | 5518.8 | 5518.8 | 5518.8 | 5518.8 | 5518.8 | 5518.8 | 5518.8 | 5518.8 | 5518.8 | 5518.8
Annual Energy Production (kWh/kW) | CSP - Class 2 | Moderate | Annual Energy Production (kWh/kW) ¦ CSP - Class 2 ¦ Moderate | 5518.8 | 5518.8 | 5518.8 | 5518.8 | 5518.8 | 5518.8 | 5518.8 | 5518.8 | 5518.8 | 5518.8 | 5518.8 | 5518.8 | 5518.8 | 5518.8 | 5518.8 | 5518.8 | 5518.8 | 5518.8 | 5518.8 | 5518.8 | 5518.8 | 5518.8 | 5518.8 | 5518.8 | 5518.8 | 5518.8 | 5518.8 | 5518.8 | 5518.8 | 5518.8 | 5518.8
Annual Energy Production (kWh/kW) | CSP - Class 2 | Conservative | Annual Energy Production (kWh/kW) ¦ CSP - Class 2 ¦ Conservative | 5518.8 | 5518.8 | 5518.8 | 5518.8 | 5518.8 | 5518.8 | 5518.8 | 5518.8 | 5518.8 | 5518.8 | 5518.8 | 5518.8 | 5518.8 | 5518.8 | 5518.8 | 5518.8 | 5518.8 | 5518.8 | 5518.8 | 5518.8 | 5518.8 | 5518.8 | 5518.8 | 5518.8 | 5518.8 | 5518.8 | 5518.8 | 5518.8 | 5518.8 | 5518.8 | 5518.8
CAPEX ($/kW) | CSP - Class 7 | Advanced | CAPEX ($/kW) ¦ CSP - Class 7 ¦ Advanced | 6504.8487 | 6200.5527 | 5896.2566 | 5591.9606 | 5287.6646 | 4983.3686 | 4683.843 | 4384.607 | 4084.6176 | 3783.8741 | 3482.3758 | 3447.7722 | 3413.1687 | 3378.5651 | 3343.9616 | 3308.3094 | 3273.7059 | 3239.1023 | 3204.4987 | 3169.8952 | 3135.2916 | 3100.6881 | 3066.0845 | 3031.481 | 2995.8288 | 2961.2253 | 2926.6217 | 2892.0182 | 2857.4146 | 2822.8111 | 2788.2075
CAPEX ($/kW) | CSP - Class 7 | Moderate | CAPEX ($/kW) ¦ CSP - Class 7 ¦ Moderate | 6504.8487 | 6289.132 | 6072.3732 | 5855.6144 | 5639.8977 | 5423.1388 | 5213.8925 | 5003.0695 | 4791.7114 | 4580.865 | 4368.4364 | 4346.416 | 4323.347 | 4301.3265 | 4278.2575 | 4256.237 | 4233.168 | 4211.1476 | 4188.0785 | 4166.0581 | 4142.9891 | 4120.9686 | 4098.9482 | 4075.8791 | 4053.8587 | 4030.7897 | 4008.7692 | 3985.7002 | 3963.6797 | 3940.6107 | 3918.5903
CAPEX ($/kW) | CSP - Class 7 | Conservative | CAPEX ($/kW) ¦ CSP - Class 7 ¦ Conservative | 6504.8487 | 6504.8487 | 6504.8487 | 6504.8487 | 6504.8487 | 6504.8487 | 6512.9312 | 6521.019 | 6529.1122 | 6537.2107 | 6545.3145 | 6545.3145 | 6545.3145 | 6545.3145 | 6545.3145 | 6545.3145 | 6545.3145 | 6545.3145 | 6545.3145 | 6545.3145 | 6545.3145 | 6545.3145 | 6545.3145 | 6545.3145 | 6545.3145 | 6545.3145 | 6545.3145 | 6545.3145 | 6545.3145 | 6545.3145 | 6545.3145
CAPEX ($/kW) | CSP - Class 3 | Advanced | CAPEX ($/kW) ¦ CSP - Class 3 ¦ Advanced | 6504.8487 | 6200.5527 | 5896.2566 | 5591.9606 | 5287.6646 | 4983.3686 | 4683.843 | 4384.607 | 4084.6176 | 3783.8741 | 3482.3758 | 3447.7722 | 3413.1687 | 3378.5651 | 3343.9616 | 3308.3094 | 3273.7059 | 3239.1023 | 3204.4987 | 3169.8952 | 3135.2916 | 3100.6881 | 3066.0845 | 3031.481 | 2995.8288 | 2961.2253 | 2926.6217 | 2892.0182 | 2857.4146 | 2822.8111 | 2788.2075
CAPEX ($/kW) | CSP - Class 3 | Moderate | CAPEX ($/kW) ¦ CSP - Class 3 ¦ Moderate | 6504.8487 | 6289.132 | 6072.3732 | 5855.6144 | 5639.8977 | 5423.1388 | 5213.8925 | 5003.0695 | 4791.7114 | 4580.865 | 4368.4364 | 4346.416 | 4323.347 | 4301.3265 | 4278.2575 | 4256.237 | 4233.168 | 4211.1476 | 4188.0785 | 4166.0581 | 4142.9891 | 4120.9686 | 4098.9482 | 4075.8791 | 4053.8587 | 4030.7897 | 4008.7692 | 3985.7002 | 3963.6797 | 3940.6107 | 3918.5903
CAPEX ($/kW) | CSP - Class 3 | Conservative | CAPEX ($/kW) ¦ CSP - Class 3 ¦ Conservative | 6504.8487 | 6504.8487 | 6504.8487 | 6504.8487 | 6504.8487 | 6504.8487 | 6512.9312 | 6521.019 | 6529.1122 | 6537.2107 | 6545.3145 | 6545.3145 | 6545.3145 | 6545.3145 | 6545.3145 | 6545.3145 | 6545.3145 | 6545.3145 | 6545.3145 | 6545.3145 | 6545.3145 | 6545.3145 | 6545.3145 | 6545.3145 | 6545.3145 | 6545.3145 | 6545.3145 | 6545.3145 | 6545.3145 | 6545.3145 | 6545.3145
CAPEX ($/kW) | CSP - Class 2 | Advanced | CAPEX ($/kW) ¦ CSP - Class 2 ¦ Advanced | 6504.8487 | 6200.5527 | 5896.2566 | 5591.9606 | 5287.6646 | 4983.3686 | 4683.843 | 4384.607 | 4084.6176 | 3783.8741 | 3482.3758 | 3447.7722 | 3413.1687 | 3378.5651 | 3343.9616 | 3308.3094 | 3273.7059 | 3239.1023 | 3204.4987 | 3169.8952 | 3135.2916 | 3100.6881 | 3066.0845 | 3031.481 | 2995.8288 | 2961.2253 | 2926.6217 | 2892.0182 | 2857.4146 | 2822.8111 | 2788.2075
CAPEX ($/kW) | CSP - Class 2 | Moderate | CAPEX ($/kW) ¦ CSP - Class 2 ¦ Moderate | 6504.8487 | 6289.132 | 6072.3732 | 5855.6144 | 5639.8977 | 5423.1388 | 5213.8925 | 5003.0695 | 4791.7114 | 4580.865 | 4368.4364 | 4346.416 | 4323.347 | 4301.3265 | 4278.2575 | 4256.237 | 4233.168 | 4211.1476 | 4188.0785 | 4166.0581 | 4142.9891 | 4120.9686 | 4098.9482 | 4075.8791 | 4053.8587 | 4030.7897 | 4008.7692 | 3985.7002 | 3963.6797 | 3940.6107 | 3918.5903
CAPEX ($/kW) | CSP - Class 2 | Conservative | CAPEX ($/kW) ¦ CSP - Class 2 ¦ Conservative | 6504.8487 | 6504.8487 | 6504.8487 | 6504.8487 | 6504.8487 | 6504.8487 | 6512.9312 | 6521.019 | 6529.1122 | 6537.2107 | 6545.3145 | 6545.3145 | 6545.3145 | 6545.3145 | 6545.3145 | 6545.3145 | 6545.3145 | 6545.3145 | 6545.3145 | 6545.3145 | 6545.3145 | 6545.3145 | 6545.3145 | 6545.3145 | 6545.3145 | 6545.3145 | 6545.3145 | 6545.3145 | 6545.3145 | 6545.3145 | 6545.3145
Construction Financing Cost ($/kW) | CSP - Class 7 | Advanced | Construction Financing Cost ($/kW) ¦ CSP - Class 7 ¦ Advanced | 262.8487 | 250.5527 | 238.2566 | 225.9606 | 213.6646 | 201.3686 | 194.843 | 187.607 | 179.6176 | 170.8741 | 161.3758 | 159.7722 | 158.1687 | 156.5651 | 154.9616 | 153.3094 | 151.7059 | 150.1023 | 148.4987 | 146.8952 | 145.2916 | 143.6881 | 142.0845 | 140.481 | 138.8288 | 137.2253 | 135.6217 | 134.0182 | 132.4146 | 130.8111 | 129.2075
Construction Financing Cost ($/kW) | CSP - Class 7 | Moderate | Construction Financing Cost ($/kW) ¦ CSP - Class 7 ¦ Moderate | 262.8487 | 254.132 | 245.3732 | 236.6144 | 227.8977 | 219.1388 | 216.8925 | 214.0695 | 210.7114 | 206.865 | 202.4364 | 201.416 | 200.347 | 199.3265 | 198.2575 | 197.237 | 196.168 | 195.1476 | 194.0785 | 193.0581 | 191.9891 | 190.9686 | 189.9482 | 188.8791 | 187.8587 | 186.7897 | 185.7692 | 184.7002 | 183.6797 | 182.6107 | 181.5903
Construction Financing Cost ($/kW) | CSP - Class 7 | Conservative | Construction Financing Cost ($/kW) ¦ CSP - Class 7 ¦ Conservative | 262.8487 | 262.8487 | 262.8487 | 262.8487 | 262.8487 | 262.8487 | 270.9312 | 279.019 | 287.1122 | 295.2107 | 303.3145 | 303.3145 | 303.3145 | 303.3145 | 303.3145 | 303.3145 | 303.3145 | 303.3145 | 303.3145 | 303.3145 | 303.3145 | 303.3145 | 303.3145 | 303.3145 | 303.3145 | 303.3145 | 303.3145 | 303.3145 | 303.3145 | 303.3145 | 303.3145
Construction Financing Cost ($/kW) | CSP - Class 3 | Advanced | Construction Financing Cost ($/kW) ¦ CSP - Class 3 ¦ Advanced | 262.8487 | 250.5527 | 238.2566 | 225.9606 | 213.6646 | 201.3686 | 194.843 | 187.607 | 179.6176 | 170.8741 | 161.3758 | 159.7722 | 158.1687 | 156.5651 | 154.9616 | 153.3094 | 151.7059 | 150.1023 | 148.4987 | 146.8952 | 145.2916 | 143.6881 | 142.0845 | 140.481 | 138.8288 | 137.2253 | 135.6217 | 134.0182 | 132.4146 | 130.8111 | 129.2075
Construction Financing Cost ($/kW) | CSP - Class 3 | Moderate | Construction Financing Cost ($/kW) ¦ CSP - Class 3 ¦ Moderate | 262.8487 | 254.132 | 245.3732 | 236.6144 | 227.8977 | 219.1388 | 216.8925 | 214.0695 | 210.7114 | 206.865 | 202.4364 | 201.416 | 200.347 | 199.3265 | 198.2575 | 197.237 | 196.168 | 195.1476 | 194.0785 | 193.0581 | 191.9891 | 190.9686 | 189.9482 | 188.8791 | 187.8587 | 186.7897 | 185.7692 | 184.7002 | 183.6797 | 182.6107 | 181.5903
Construction Financing Cost ($/kW) | CSP - Class 3 | Conservative | Construction Financing Cost ($/kW) ¦ CSP - Class 3 ¦ Conservative | 262.8487 | 262.8487 | 262.8487 | 262.8487 | 262.8487 | 262.8487 | 270.9312 | 279.019 | 287.1122 | 295.2107 | 303.3145 | 303.3145 | 303.3145 | 303.3145 | 303.3145 | 303.3145 | 303.3145 | 303.3145 | 303.3145 | 303.3145 | 303.3145 | 303.3145 | 303.3145 | 303.3145 | 303.3145 | 303.3145 | 303.3145 | 303.3145 | 303.3145 | 303.3145 | 303.3145
Construction Financing Cost ($/kW) | CSP - Class 2 | Advanced | Construction Financing Cost ($/kW) ¦ CSP - Class 2 ¦ Advanced | 262.8487 | 250.5527 | 238.2566 | 225.9606 | 213.6646 | 201.3686 | 194.843 | 187.607 | 179.6176 | 170.8741 | 161.3758 | 159.7722 | 158.1687 | 156.5651 | 154.9616 | 153.3094 | 151.7059 | 150.1023 | 148.4987 | 146.8952 | 145.2916 | 143.6881 | 142.0845 | 140.481 | 138.8288 | 137.2253 | 135.6217 | 134.0182 | 132.4146 | 130.8111 | 129.2075
Construction Financing Cost ($/kW) | CSP - Class 2 | Moderate | Construction Financing Cost ($/kW) ¦ CSP - Class 2 ¦ Moderate | 262.8487 | 254.132 | 245.3732 | 236.6144 | 227.8977 | 219.1388 | 216.8925 | 214.0695 | 210.7114 | 206.865 | 202.4364 | 201.416 | 200.347 | 199.3265 | 198.2575 | 197.237 | 196.168 | 195.1476 | 194.0785 | 193.0581 | 191.9891 | 190.9686 | 189.9482 | 188.8791 | 187.8587 | 186.7897 | 185.7692 | 184.7002 | 183.6797 | 182.6107 | 181.5903
Construction Financing Cost ($/kW) | CSP - Class 2 | Conservative | Construction Financing Cost ($/kW) ¦ CSP - Class 2 ¦ Conservative | 262.8487 | 262.8487 | 262.8487 | 262.8487 | 262.8487 | 262.8487 | 270.9312 | 279.019 | 287.1122 | 295.2107 | 303.3145 | 303.3145 | 303.3145 | 303.3145 | 303.3145 | 303.3145 | 303.3145 | 303.3145 | 303.3145 | 303.3145 | 303.3145 | 303.3145 | 303.3145 | 303.3145 | 303.3145 | 303.3145 | 303.3145 | 303.3145 | 303.3145 | 303.3145 | 303.3145
Overnight Capital Cost ($/kW) | CSP - Class 7 | Advanced | Overnight Capital Cost ($/kW) ¦ CSP - Class 7 ¦ Advanced | 6242 | 5950 | 5658 | 5366 | 5074 | 4782 | 4489 | 4197 | 3905 | 3613 | 3321 | 3288 | 3255 | 3222 | 3189 | 3155 | 3122 | 3089 | 3056 | 3023 | 2990 | 2957 | 2924 | 2891 | 2857 | 2824 | 2791 | 2758 | 2725 | 2692 | 2659
Overnight Capital Cost ($/kW) | CSP - Class 7 | Moderate | Overnight Capital Cost ($/kW) ¦ CSP - Class 7 ¦ Moderate | 6242 | 6035 | 5827 | 5619 | 5412 | 5204 | 4997 | 4789 | 4581 | 4374 | 4166 | 4145 | 4123 | 4102 | 4080 | 4059 | 4037 | 4016 | 3994 | 3973 | 3951 | 3930 | 3909 | 3887 | 3866 | 3844 | 3823 | 3801 | 3780 | 3758 | 3737
Overnight Capital Cost ($/kW) | CSP - Class 7 | Conservative | Overnight Capital Cost ($/kW) ¦ CSP - Class 7 ¦ Conservative | 6242 | 6242 | 6242 | 6242 | 6242 | 6242 | 6242 | 6242 | 6242 | 6242 | 6242 | 6242 | 6242 | 6242 | 6242 | 6242 | 6242 | 6242 | 6242 | 6242 | 6242 | 6242 | 6242 | 6242 | 6242 | 6242 | 6242 | 6242 | 6242 | 6242 | 6242
Overnight Capital Cost ($/kW) | CSP - Class 3 | Advanced | Overnight Capital Cost ($/kW) ¦ CSP - Class 3 ¦ Advanced | 6242 | 5950 | 5658 | 5366 | 5074 | 4782 | 4489 | 4197 | 3905 | 3613 | 3321 | 3288 | 3255 | 3222 | 3189 | 3155 | 3122 | 3089 | 3056 | 3023 | 2990 | 2957 | 2924 | 2891 | 2857 | 2824 | 2791 | 2758 | 2725 | 2692 | 2659
Overnight Capital Cost ($/kW) | CSP - Class 3 | Moderate | Overnight Capital Cost ($/kW) ¦ CSP - Class 3 ¦ Moderate | 6242 | 6035 | 5827 | 5619 | 5412 | 5204 | 4997 | 4789 | 4581 | 4374 | 4166 | 4145 | 4123 | 4102 | 4080 | 4059 | 4037 | 4016 | 3994 | 3973 | 3951 | 3930 | 3909 | 3887 | 3866 | 3844 | 3823 | 3801 | 3780 | 3758 | 3737
Overnight Capital Cost ($/kW) | CSP - Class 3 | Conservative | Overnight Capital Cost ($/kW) ¦ CSP - Class 3 ¦ Conservative | 6242 | 6242 | 6242 | 6242 | 6242 | 6242 | 6242 | 6242 | 6242 | 6242 | 6242 | 6242 | 6242 | 6242 | 6242 | 6242 | 6242 | 6242 | 6242 | 6242 | 6242 | 6242 | 6242 | 6242 | 6242 | 6242 | 6242 | 6242 | 6242 | 6242 | 6242
Overnight Capital Cost ($/kW) | CSP - Class 2 | Advanced | Overnight Capital Cost ($/kW) ¦ CSP - Class 2 ¦ Advanced | 6242 | 5950 | 5658 | 5366 | 5074 | 4782 | 4489 | 4197 | 3905 | 3613 | 3321 | 3288 | 3255 | 3222 | 3189 | 3155 | 3122 | 3089 | 3056 | 3023 | 2990 | 2957 | 2924 | 2891 | 2857 | 2824 | 2791 | 2758 | 2725 | 2692 | 2659
Overnight Capital Cost ($/kW) | CSP - Class 2 | Moderate | Overnight Capital Cost ($/kW) ¦ CSP - Class 2 ¦ Moderate | 6242 | 6035 | 5827 | 5619 | 5412 | 5204 | 4997 | 4789 | 4581 | 4374 | 4166 | 4145 | 4123 | 4102 | 4080 | 4059 | 4037 | 4016 | 3994 | 3973 | 3951 | 3930 | 3909 | 3887 | 3866 | 3844 | 3823 | 3801 | 3780 | 3758 | 3737
Overnight Capital Cost ($/kW) | CSP - Class 2 | Conservative | Overnight Capital Cost ($/kW) ¦ CSP - Class 2 ¦ Conservative | 6242 | 6242 | 6242 | 6242 | 6242 | 6242 | 6242 | 6242 | 6242 | 6242 | 6242 | 6242 | 6242 | 6242 | 6242 | 6242 | 6242 | 6242 | 6242 | 6242 | 6242 | 6242 | 6242 | 6242 | 6242 | 6242 | 6242 | 6242 | 6242 | 6242 | 6242
Fixed Operation and Maintenance Expenses ($/kW-yr) | CSP - Class 7 | Advanced | Fixed Operation and Maintenance Expenses ($/kW-yr) ¦ CSP - Class 7 ¦ Advanced | 66 | 63.7744 | 61.5489 | 59.3233 | 57.0978 | 54.8722 | 52.6467 | 50.4211 | 48.1956 | 45.97 | 43.7444 | 43.7226 | 43.7008 | 43.6789 | 43.6571 | 43.6353 | 43.6134 | 43.5916 | 43.5698 | 43.5479 | 43.5261 | 43.5043 | 43.4824 | 43.4606 | 43.4388 | 43.4169 | 43.3951 | 43.3733 | 43.3514 | 43.3296 | 43.3078
Fixed Operation and Maintenance Expenses ($/kW-yr) | CSP - Class 7 | Moderate | Fixed Operation and Maintenance Expenses ($/kW-yr) ¦ CSP - Class 7 ¦ Moderate | 66 | 65.0622 | 64.1244 | 63.1867 | 62.2489 | 61.3111 | 60.3733 | 59.4356 | 58.4978 | 57.56 | 56.6222 | 56.5937 | 56.5652 | 56.5367 | 56.5082 | 56.4797 | 56.4512 | 56.4227 | 56.3942 | 56.3657 | 56.3372 | 56.3087 | 56.2802 | 56.2517 | 56.2232 | 56.1947 | 56.1662 | 56.1377 | 56.1092 | 56.0807 | 56.0522
Fixed Operation and Maintenance Expenses ($/kW-yr) | CSP - Class 7 | Conservative | Fixed Operation and Maintenance Expenses ($/kW-yr) ¦ CSP - Class 7 ¦ Conservative | 66 | 66 | 66 | 66 | 66 | 66 | 66 | 66 | 66 | 66 | 66 | 66 | 66 | 66 | 66 | 66 | 66 | 66 | 66 | 66 | 66 | 66 | 66 | 66 | 66 | 66 | 66 | 66 | 66 | 66 | 66
Fixed Operation and Maintenance Expenses ($/kW-yr) | CSP - Class 3 | Advanced | Fixed Operation and Maintenance Expenses ($/kW-yr) ¦ CSP - Class 3 ¦ Advanced | 66 | 63.7744 | 61.5489 | 59.3233 | 57.0978 | 54.8722 | 52.6467 | 50.4211 | 48.1956 | 45.97 | 43.7444 | 43.7226 | 43.7008 | 43.6789 | 43.6571 | 43.6353 | 43.6134 | 43.5916 | 43.5698 | 43.5479 | 43.5261 | 43.5043 | 43.4824 | 43.4606 | 43.4388 | 43.4169 | 43.3951 | 43.3733 | 43.3514 | 43.3296 | 43.3078
Fixed Operation and Maintenance Expenses ($/kW-yr) | CSP - Class 3 | Moderate | Fixed Operation and Maintenance Expenses ($/kW-yr) ¦ CSP - Class 3 ¦ Moderate | 66 | 65.0622 | 64.1244 | 63.1867 | 62.2489 | 61.3111 | 60.3733 | 59.4356 | 58.4978 | 57.56 | 56.6222 | 56.5937 | 56.5652 | 56.5367 | 56.5082 | 56.4797 | 56.4512 | 56.4227 | 56.3942 | 56.3657 | 56.3372 | 56.3087 | 56.2802 | 56.2517 | 56.2232 | 56.1947 | 56.1662 | 56.1377 | 56.1092 | 56.0807 | 56.0522
Fixed Operation and Maintenance Expenses ($/kW-yr) | CSP - Class 3 | Conservative | Fixed Operation and Maintenance Expenses ($/kW-yr) ¦ CSP - Class 3 ¦ Conservative | 66 | 66 | 66 | 66 | 66 | 66 | 66 | 66 | 66 | 66 | 66 | 66 | 66 | 66 | 66 | 66 | 66 | 66 | 66 | 66 | 66 | 66 | 66 | 66 | 66 | 66 | 66 | 66 | 66 | 66 | 66
Fixed Operation and Maintenance Expenses ($/kW-yr) | CSP - Class 2 | Advanced | Fixed Operation and Maintenance Expenses ($/kW-yr) ¦ CSP - Class 2 ¦ Advanced | 66 | 63.7744 | 61.5489 | 59.3233 | 57.0978 | 54.8722 | 52.6467 | 50.4211 | 48.1956 | 45.97 | 43.7444 | 43.7226 | 43.7008 | 43.6789 | 43.6571 | 43.6353 | 43.6134 | 43.5916 | 43.5698 | 43.5479 | 43.5261 | 43.5043 | 43.4824 | 43.4606 | 43.4388 | 43.4169 | 43.3951 | 43.3733 | 43.3514 | 43.3296 | 43.3078
Fixed Operation and Maintenance Expenses ($/kW-yr) | CSP - Class 2 | Moderate | Fixed Operation and Maintenance Expenses ($/kW-yr) ¦ CSP - Class 2 ¦ Moderate | 66 | 65.0622 | 64.1244 | 63.1867 | 62.2489 | 61.3111 | 60.3733 | 59.4356 | 58.4978 | 57.56 | 56.6222 | 56.5937 | 56.5652 | 56.5367 | 56.5082 | 56.4797 | 56.4512 | 56.4227 | 56.3942 | 56.3657 | 56.3372 | 56.3087 | 56.2802 | 56.2517 | 56.2232 | 56.1947 | 56.1662 | 56.1377 | 56.1092 | 56.0807 | 56.0522
Fixed Operation and Maintenance Expenses ($/kW-yr) | CSP - Class 2 | Conservative | Fixed Operation and Maintenance Expenses ($/kW-yr) ¦ CSP - Class 2 ¦ Conservative | 66 | 66 | 66 | 66 | 66 | 66 | 66 | 66 | 66 | 66 | 66 | 66 | 66 | 66 | 66 | 66 | 66 | 66 | 66 | 66 | 66 | 66 | 66 | 66 | 66 | 66 | 66 | 66 | 66 | 66 | 66
Variable Operation and Maintenance Expenses ($/MWh) | CSP - Class 7 | Advanced | Variable Operation and Maintenance Expenses ($/MWh) ¦ CSP - Class 7 ¦ Advanced | 3.5 | 3.5 | 2.91 | 2.91 | 2.91 | 2.91 | 2.91 | 2.91 | 2.91 | 2.91 | 2.91 | 2.91 | 2.91 | 2.91 | 2.91 | 2.91 | 2.91 | 2.91 | 2.91 | 2.91 | 2.91 | 2.91 | 2.91 | 2.91 | 2.91 | 2.91 | 2.91 | 2.91 | 2.91 | 2.91 | 2.91
Variable Operation and Maintenance Expenses ($/MWh) | CSP - Class 7 | Moderate | Variable Operation and Maintenance Expenses ($/MWh) ¦ CSP - Class 7 ¦ Moderate | 3.5 | 3.5 | 2.91 | 2.91 | 2.91 | 2.91 | 2.91 | 2.91 | 2.91 | 2.91 | 2.91 | 2.91 | 2.91 | 2.91 | 2.91 | 2.91 | 2.91 | 2.91 | 2.91 | 2.91 | 2.91 | 2.91 | 2.91 | 2.91 | 2.91 | 2.91 | 2.91 | 2.91 | 2.91 | 2.91 | 2.91
Variable Operation and Maintenance Expenses ($/MWh) | CSP - Class 7 | Conservative | Variable Operation and Maintenance Expenses ($/MWh) ¦ CSP - Class 7 ¦ Conservative | 3.5 | 3.5 | 2.91 | 2.91 | 2.91 | 2.91 | 2.91 | 2.91 | 2.91 | 2.91 | 2.91 | 2.91 | 2.91 | 2.91 | 2.91 | 2.91 | 2.91 | 2.91 | 2.91 | 2.91 | 2.91 | 2.91 | 2.91 | 2.91 | 2.91 | 2.91 | 2.91 | 2.91 | 2.91 | 2.91 | 2.91
Variable Operation and Maintenance Expenses ($/MWh) | CSP - Class 3 | Advanced | Variable Operation and Maintenance Expenses ($/MWh) ¦ CSP - Class 3 ¦ Advanced | 3.5 | 3.5 | 2.91 | 2.91 | 2.91 | 2.91 | 2.91 | 2.91 | 2.91 | 2.91 | 2.91 | 2.91 | 2.91 | 2.91 | 2.91 | 2.91 | 2.91 | 2.91 | 2.91 | 2.91 | 2.91 | 2.91 | 2.91 | 2.91 | 2.91 | 2.91 | 2.91 | 2.91 | 2.91 | 2.91 | 2.91
Variable Operation and Maintenance Expenses ($/MWh) | CSP - Class 3 | Moderate | Variable Operation and Maintenance Expenses ($/MWh) ¦ CSP - Class 3 ¦ Moderate | 3.5 | 3.5 | 2.91 | 2.91 | 2.91 | 2.91 | 2.91 | 2.91 | 2.91 | 2.91 | 2.91 | 2.91 | 2.91 | 2.91 | 2.91 | 2.91 | 2.91 | 2.91 | 2.91 | 2.91 | 2.91 | 2.91 | 2.91 | 2.91 | 2.91 | 2.91 | 2.91 | 2.91 | 2.91 | 2.91 | 2.91
Variable Operation and Maintenance Expenses ($/MWh) | CSP - Class 3 | Conservative | Variable Operation and Maintenance Expenses ($/MWh) ¦ CSP - Class 3 ¦ Conservative | 3.5 | 3.5 | 2.91 | 2.91 | 2.91 | 2.91 | 2.91 | 2.91 | 2.91 | 2.91 | 2.91 | 2.91 | 2.91 | 2.91 | 2.91 | 2.91 | 2.91 | 2.91 | 2.91 | 2.91 | 2.91 | 2.91 | 2.91 | 2.91 | 2.91 | 2.91 | 2.91 | 2.91 | 2.91 | 2.91 | 2.91
Variable Operation and Maintenance Expenses ($/MWh) | CSP - Class 2 | Advanced | Variable Operation and Maintenance Expenses ($/MWh) ¦ CSP - Class 2 ¦ Advanced | 3.5 | 3.5 | 2.91 | 2.91 | 2.91 | 2.91 | 2.91 | 2.91 | 2.91 | 2.91 | 2.91 | 2.91 | 2.91 | 2.91 | 2.91 | 2.91 | 2.91 | 2.91 | 2.91 | 2.91 | 2.91 | 2.91 | 2.91 | 2.91 | 2.91 | 2.91 | 2.91 | 2.91 | 2.91 | 2.91 | 2.91
Variable Operation and Maintenance Expenses ($/MWh) | CSP - Class 2 | Moderate | Variable Operation and Maintenance Expenses ($/MWh) ¦ CSP - Class 2 ¦ Moderate | 3.5 | 3.5 | 2.91 | 2.91 | 2.91 | 2.91 | 2.91 | 2.91 | 2.91 | 2.91 | 2.91 | 2.91 | 2.91 | 2.91 | 2.91 | 2.91 | 2.91 | 2.91 | 2.91 | 2.91 | 2.91 | 2.91 | 2.91 | 2.91 | 2.91 | 2.91 | 2.91 | 2.91 | 2.91 | 2.91 | 2.91
Variable Operation and Maintenance Expenses ($/MWh) | CSP - Class 2 | Conservative | Variable Operation and Maintenance Expenses ($/MWh) ¦ CSP - Class 2 ¦ Conservative | 3.5 | 3.5 | 2.91 | 2.91 | 2.91 | 2.91 | 2.91 | 2.91 | 2.91 | 2.91 | 2.91 | 2.91 | 2.91 | 2.91 | 2.91 | 2.91 | 2.91 | 2.91 | 2.91 | 2.91 | 2.91 | 2.91 | 2.91 | 2.91 | 2.91 | 2.91 | 2.91 | 2.91 | 2.91 | 2.91 | 2.91
Grid Connection Costs (GCC) ($/kW) | CSP - Class 7 | Advanced | Grid Connection Costs (GCC) ($/kW) ¦ CSP - Class 7 ¦ Advanced | 0 | 0 | 0 | 0 | 0 | 0 | 0 | 0 | 0 | 0 | 0 | 0 | 0 | 0 | 0 | 0 | 0 | 0 | 0 | 0 | 0 | 0 | 0 | 0 | 0 | 0 | 0 | 0 | 0 | 0 | 0
Grid Connection Costs (GCC) ($/kW) | CSP - Class 7 | Moderate | Grid Connection Costs (GCC) ($/kW) ¦ CSP - Class 7 ¦ Moderate | 0 | 0 | 0 | 0 | 0 | 0 | 0 | 0 | 0 | 0 | 0 | 0 | 0 | 0 | 0 | 0 | 0 | 0 | 0 | 0 | 0 | 0 | 0 | 0 | 0 | 0 | 0 | 0 | 0 | 0 | 0
Grid Connection Costs (GCC) ($/kW) | CSP - Class 7 | Conservative | Grid Connection Costs (GCC) ($/kW) ¦ CSP - Class 7 ¦ Conservative | 0 | 0 | 0 | 0 | 0 | 0 | 0 | 0 | 0 | 0 | 0 | 0 | 0 | 0 | 0 | 0 | 0 | 0 | 0 | 0 | 0 | 0 | 0 | 0 | 0 | 0 | 0 | 0 | 0 | 0 | 0
Grid Connection Costs (GCC) ($/kW) | CSP - Class 3 | Advanced | Grid Connection Costs (GCC) ($/kW) ¦ CSP - Class 3 ¦ Advanced | 0 | 0 | 0 | 0 | 0 | 0 | 0 | 0 | 0 | 0 | 0 | 0 | 0 | 0 | 0 | 0 | 0 | 0 | 0 | 0 | 0 | 0 | 0 | 0 | 0 | 0 | 0 | 0 | 0 | 0 | 0
Grid Connection Costs (GCC) ($/kW) | CSP - Class 3 | Moderate | Grid Connection Costs (GCC) ($/kW) ¦ CSP - Class 3 ¦ Moderate | 0 | 0 | 0 | 0 | 0 | 0 | 0 | 0 | 0 | 0 | 0 | 0 | 0 | 0 | 0 | 0 | 0 | 0 | 0 | 0 | 0 | 0 | 0 | 0 | 0 | 0 | 0 | 0 | 0 | 0 | 0
Grid Connection Costs (GCC) ($/kW) | CSP - Class 3 | Conservative | Grid Connection Costs (GCC) ($/kW) ¦ CSP - Class 3 ¦ Conservative | 0 | 0 | 0 | 0 | 0 | 0 | 0 | 0 | 0 | 0 | 0 | 0 | 0 | 0 | 0 | 0 | 0 | 0 | 0 | 0 | 0 | 0 | 0 | 0 | 0 | 0 | 0 | 0 | 0 | 0 | 0
Grid Connection Costs (GCC) ($/kW) | CSP - Class 2 | Advanced | Grid Connection Costs (GCC) ($/kW) ¦ CSP - Class 2 ¦ Advanced | 0 | 0 | 0 | 0 | 0 | 0 | 0 | 0 | 0 | 0 | 0 | 0 | 0 | 0 | 0 | 0 | 0 | 0 | 0 | 0 | 0 | 0 | 0 | 0 | 0 | 0 | 0 | 0 | 0 | 0 | 0
Grid Connection Costs (GCC) ($/kW) | CSP - Class 2 | Moderate | Grid Connection Costs (GCC) ($/kW) ¦ CSP - Class 2 ¦ Moderate | 0 | 0 | 0 | 0 | 0 | 0 | 0 | 0 | 0 | 0 | 0 | 0 | 0 | 0 | 0 | 0 | 0 | 0 | 0 | 0 | 0 | 0 | 0 | 0 | 0 | 0 | 0 | 0 | 0 | 0 | 0
Grid Connection Costs (GCC) ($/kW) | CSP - Class 2 | Conservative | Grid Connection Costs (GCC) ($/kW) ¦ CSP - Class 2 ¦ Conservative | 0 | 0 | 0 | 0 | 0 | 0 | 0 | 0 | 0 | 0 | 0 | 0 | 0 | 0 | 0 | 0 | 0 | 0 | 0 | 0 | 0 | 0 | 0 | 0 | 0 | 0 | 0 | 0 | 0 | 0 | 0
Levelized Cost of Energy ($/MWh) | CSP - Class 7 | Advanced | Levelized Cost of Energy ($/MWh) ¦ CSP - Class 7 ¦ Advanced | 80.2267 | 76.8245 | 72.8338 | 69.4475 | 68.2539 | 64.7385 | 68.4678 | 65.2783 | 61.9787 | 58.5686 | 55.0477 | 54.625 | 54.2023 | 53.7796 | 53.357 | 52.9216 | 52.4989 | 52.0763 | 51.6536 | 51.2309 | 50.8082 | 50.3856 | 49.9629 | 49.5402 | 49.1049 | 48.6822 | 48.2595 | 47.8368 | 47.4142 | 46.9915 | 46.5688
Levelized Cost of Energy ($/MWh) | CSP - Class 7 | Moderate | Levelized Cost of Energy ($/MWh) ¦ CSP - Class 7 ¦ Moderate | 80.2267 | 77.959 | 75.0927 | 72.8311 | 72.9181 | 70.5636 | 76.2954 | 74.5152 | 72.6568 | 70.7326 | 68.7174 | 68.4451 | 68.1601 | 67.8877 | 67.6027 | 67.3304 | 67.0454 | 66.773 | 66.488 | 66.2156 | 65.9306 | 65.6583 | 65.3859 | 65.1009 | 64.8286 | 64.5436 | 64.2712 | 63.9862 | 63.7139 | 63.4288 | 63.1565
Levelized Cost of Energy ($/MWh) | CSP - Class 7 | Conservative | Levelized Cost of Energy ($/MWh) ¦ CSP - Class 7 ¦ Conservative | 80.2267 | 80.214 | 79.6116 | 79.6147 | 82.3155 | 82.3155 | 92.4037 | 93.5902 | 94.7782 | 95.9674 | 97.1574 | 97.1574 | 97.1574 | 97.1574 | 97.1574 | 97.1574 | 97.1574 | 97.1574 | 97.1574 | 97.1574 | 97.1574 | 97.1574 | 97.1574 | 97.1574 | 97.1574 | 97.1574 | 97.1574 | 97.1574 | 97.1574 | 97.1574 | 97.1574
Levelized Cost of Energy ($/MWh) | CSP - Class 3 | Advanced | Levelized Cost of Energy ($/MWh) ¦ CSP - Class 3 ¦ Advanced | 66.2533 | 63.4707 | 60.0993 | 57.3298 | 56.3535 | 53.4783 | 56.5285 | 53.9198 | 51.2211 | 48.4321 | 45.5524 | 45.2067 | 44.861 | 44.5153 | 44.1696 | 43.8135 | 43.4678 | 43.1221 | 42.7764 | 42.4307 | 42.085 | 41.7393 | 41.3936 | 41.0479 | 40.6919 | 40.3462 | 40.0005 | 39.6548 | 39.3091 | 38.9634 | 38.6177
Levelized Cost of Energy ($/MWh) | CSP - Class 3 | Moderate | Levelized Cost of Energy ($/MWh) ¦ CSP - Class 3 ¦ Moderate | 66.2533 | 64.3986 | 61.9468 | 60.0971 | 60.1683 | 58.2426 | 62.9305 | 61.4745 | 59.9546 | 58.3808 | 56.7326 | 56.5099 | 56.2768 | 56.054 | 55.8209 | 55.5982 | 55.3651 | 55.1423 | 54.9092 | 54.6865 | 54.4534 | 54.2306 | 54.0079 | 53.7748 | 53.552 | 53.3189 | 53.0962 | 52.8631 | 52.6403 | 52.4072 | 52.1845
Levelized Cost of Energy ($/MWh) | CSP - Class 3 | Conservative | Levelized Cost of Energy ($/MWh) ¦ CSP - Class 3 ¦ Conservative | 66.2533 | 66.2429 | 65.6428 | 65.6453 | 67.8542 | 67.8542 | 76.1051 | 77.0756 | 78.0473 | 79.0198 | 79.9931 | 79.9931 | 79.9931 | 79.9931 | 79.9931 | 79.9931 | 79.9931 | 79.9931 | 79.9931 | 79.9931 | 79.9931 | 79.9931 | 79.9931 | 79.9931 | 79.9931 | 79.9931 | 79.9931 | 79.9931 | 79.9931 | 79.9931 | 79.9931
Levelized Cost of Energy ($/MWh) | CSP - Class 2 | Advanced | Levelized Cost of Energy ($/MWh) ¦ CSP - Class 2 ¦ Advanced | 63.6635 | 60.9957 | 57.7391 | 55.0839 | 54.1479 | 51.3914 | 54.3156 | 51.8147 | 49.2273 | 46.5534 | 43.7926 | 43.4611 | 43.1297 | 42.7983 | 42.4668 | 42.1255 | 41.794 | 41.4626 | 41.1312 | 40.7997 | 40.4683 | 40.1369 | 39.8054 | 39.474 | 39.1326 | 38.8012 | 38.4698 | 38.1383 | 37.8069 | 37.4755 | 37.144
Levelized Cost of Energy ($/MWh) | CSP - Class 2 | Moderate | Levelized Cost of Energy ($/MWh) ¦ CSP - Class 2 ¦ Moderate | 63.6635 | 61.8853 | 59.5104 | 57.737 | 57.8052 | 55.959 | 60.4535 | 59.0575 | 57.6004 | 56.0915 | 54.5114 | 54.2978 | 54.0743 | 53.8608 | 53.6373 | 53.4237 | 53.2003 | 52.9867 | 52.7632 | 52.5497 | 52.3262 | 52.1126 | 51.8991 | 51.6756 | 51.462 | 51.2385 | 51.025 | 50.8015 | 50.5879 | 50.3645 | 50.1509
Levelized Cost of Energy ($/MWh) | CSP - Class 2 | Conservative | Levelized Cost of Energy ($/MWh) ¦ CSP - Class 2 ¦ Conservative | 63.6635 | 63.6535 | 63.0538 | 63.0563 | 65.174 | 65.174 | 73.0844 | 74.0148 | 74.9464 | 75.8788 | 76.8119 | 76.8119 | 76.8119 | 76.8119 | 76.8119 | 76.8119 | 76.8119 | 76.8119 | 76.8119 | 76.8119 | 76.8119 | 76.8119 | 76.8119 | 76.8119 | 76.8119 | 76.8119 | 76.8119 | 76.8119 | 76.8119 | 76.8119 | 76.8119

## Natural Gas_FE
Key1 | Key2 | Key3 | KeyCombined | 2020 | 2021 | 2022 | 2023 | 2024 | 2025 | 2026 | 2027 | 2028 | 2029 | 2030 | 2031 | 2032 | 2033 | 2034 | 2035 | 2036 | 2037 | 2038 | 2039 | 2040 | 2041 | 2042 | 2043 | 2044 | 2045 | 2046 | 2047 | 2048 | 2049 | 2050
Assumptions | Inflation Rate | * | Assumptions ¦ Inflation Rate ¦ * | 0.025 | 0.025 | 0.025 | 0.025 | 0.025 | 0.025 | 0.025 | 0.025 | 0.025 | 0.025 | 0.025 | 0.025 | 0.025 | 0.025 | 0.025 | 0.025 | 0.025 | 0.025 | 0.025 | 0.025 | 0.025 | 0.025 | 0.025 | 0.025 | 0.025 | 0.025 | 0.025 | 0.025 | 0.025 | 0.025 | 0.025
Assumptions | Interest Rate Nominal | Advanced | Assumptions ¦ Interest Rate Nominal ¦ Advanced | 0.05 | 0.05 | 0.05 | 0.05 | 0.05 | 0.05 | 0.052 | 0.054 | 0.056 | 0.058 | 0.06 | 0.06 | 0.06 | 0.06 | 0.06 | 0.06 | 0.06 | 0.06 | 0.06 | 0.06 | 0.06 | 0.06 | 0.06 | 0.06 | 0.06 | 0.06 | 0.06 | 0.06 | 0.06 | 0.06 | 0.06
Assumptions | Interest Rate Nominal | Moderate | Assumptions ¦ Interest Rate Nominal ¦ Moderate | 0.05 | 0.05 | 0.05 | 0.05 | 0.05 | 0.05 | 0.052 | 0.054 | 0.056 | 0.058 | 0.06 | 0.06 | 0.06 | 0.06 | 0.06 | 0.06 | 0.06 | 0.06 | 0.06 | 0.06 | 0.06 | 0.06 | 0.06 | 0.06 | 0.06 | 0.06 | 0.06 | 0.06 | 0.06 | 0.06 | 0.06
Assumptions | Interest Rate Nominal | Conservative | Assumptions ¦ Interest Rate Nominal ¦ Conservative | 0.05 | 0.05 | 0.05 | 0.05 | 0.05 | 0.05 | 0.052 | 0.054 | 0.056 | 0.058 | 0.06 | 0.06 | 0.06 | 0.06 | 0.06 | 0.06 | 0.06 | 0.06 | 0.06 | 0.06 | 0.06 | 0.06 | 0.06 | 0.06 | 0.06 | 0.06 | 0.06 | 0.06 | 0.06 | 0.06 | 0.06
Assumptions | Calculated Interest Rate Real | Advanced | Assumptions ¦ Calculated Interest Rate Real ¦ Advanced | 0.02439 | 0.02439 | 0.02439 | 0.02439 | 0.02439 | 0.02439 | 0.026341 | 0.028293 | 0.030244 | 0.032195 | 0.034146 | 0.034146 | 0.034146 | 0.034146 | 0.034146 | 0.034146 | 0.034146 | 0.034146 | 0.034146 | 0.034146 | 0.034146 | 0.034146 | 0.034146 | 0.034146 | 0.034146 | 0.034146 | 0.034146 | 0.034146 | 0.034146 | 0.034146 | 0.034146
Assumptions | Calculated Interest Rate Real | Moderate | Assumptions ¦ Calculated Interest Rate Real ¦ Moderate | 0.02439 | 0.02439 | 0.02439 | 0.02439 | 0.02439 | 0.02439 | 0.026341 | 0.028293 | 0.030244 | 0.032195 | 0.034146 | 0.034146 | 0.034146 | 0.034146 | 0.034146 | 0.034146 | 0.034146 | 0.034146 | 0.034146 | 0.034146 | 0.034146 | 0.034146 | 0.034146 | 0.034146 | 0.034146 | 0.034146 | 0.034146 | 0.034146 | 0.034146 | 0.034146 | 0.034146
Assumptions | Calculated Interest Rate Real | Conservative | Assumptions ¦ Calculated Interest Rate Real ¦ Conservative | 0.02439 | 0.02439 | 0.02439 | 0.02439 | 0.02439 | 0.02439 | 0.026341 | 0.028293 | 0.030244 | 0.032195 | 0.034146 | 0.034146 | 0.034146 | 0.034146 | 0.034146 | 0.034146 | 0.034146 | 0.034146 | 0.034146 | 0.034146 | 0.034146 | 0.034146 | 0.034146 | 0.034146 | 0.034146 | 0.034146 | 0.034146 | 0.034146 | 0.034146 | 0.034146 | 0.034146
Assumptions | Interest During Construction - Nominal | * | Assumptions ¦ Interest During Construction - Nominal ¦ * | 0.05 | 0.05 | 0.05 | 0.05 | 0.05 | 0.05 | 0.05 | 0.05 | 0.05 | 0.05 | 0.05 | 0.05 | 0.05 | 0.05 | 0.05 | 0.05 | 0.05 | 0.05 | 0.05 | 0.05 | 0.05 | 0.05 | 0.05 | 0.05 | 0.05 | 0.05 | 0.05 | 0.05 | 0.05 | 0.05 | 0.05
Assumptions | Rate of Return on Equity Nominal | Advanced | Assumptions ¦ Rate of Return on Equity Nominal ¦ Advanced | 0.1 | 0.1 | 0.1 | 0.1 | 0.1 | 0.1 | 0.1 | 0.1 | 0.1 | 0.1 | 0.1 | 0.1 | 0.1 | 0.1 | 0.1 | 0.1 | 0.1 | 0.1 | 0.1 | 0.1 | 0.1 | 0.1 | 0.1 | 0.1 | 0.1 | 0.1 | 0.1 | 0.1 | 0.1 | 0.1 | 0.1
Assumptions | Rate of Return on Equity Nominal | Moderate | Assumptions ¦ Rate of Return on Equity Nominal ¦ Moderate | 0.1 | 0.1 | 0.1 | 0.1 | 0.1 | 0.1 | 0.1 | 0.1 | 0.1 | 0.1 | 0.1 | 0.1 | 0.1 | 0.1 | 0.1 | 0.1 | 0.1 | 0.1 | 0.1 | 0.1 | 0.1 | 0.1 | 0.1 | 0.1 | 0.1 | 0.1 | 0.1 | 0.1 | 0.1 | 0.1 | 0.1
Assumptions | Rate of Return on Equity Nominal | Conservative | Assumptions ¦ Rate of Return on Equity Nominal ¦ Conservative | 0.1 | 0.1 | 0.1 | 0.1 | 0.1 | 0.1 | 0.1 | 0.1 | 0.1 | 0.1 | 0.1 | 0.1 | 0.1 | 0.1 | 0.1 | 0.1 | 0.1 | 0.1 | 0.1 | 0.1 | 0.1 | 0.1 | 0.1 | 0.1 | 0.1 | 0.1 | 0.1 | 0.1 | 0.1 | 0.1 | 0.1
Assumptions | Calculated Rate of Return on Equity Real | Advanced | Assumptions ¦ Calculated Rate of Return on Equity Real ¦ Advanced | 0.073171 | 0.073171 | 0.073171 | 0.073171 | 0.073171 | 0.073171 | 0.073171 | 0.073171 | 0.073171 | 0.073171 | 0.073171 | 0.073171 | 0.073171 | 0.073171 | 0.073171 | 0.073171 | 0.073171 | 0.073171 | 0.073171 | 0.073171 | 0.073171 | 0.073171 | 0.073171 | 0.073171 | 0.073171 | 0.073171 | 0.073171 | 0.073171 | 0.073171 | 0.073171 | 0.073171
Assumptions | Calculated Rate of Return on Equity Real | Moderate | Assumptions ¦ Calculated Rate of Return on Equity Real ¦ Moderate | 0.073171 | 0.073171 | 0.073171 | 0.073171 | 0.073171 | 0.073171 | 0.073171 | 0.073171 | 0.073171 | 0.073171 | 0.073171 | 0.073171 | 0.073171 | 0.073171 | 0.073171 | 0.073171 | 0.073171 | 0.073171 | 0.073171 | 0.073171 | 0.073171 | 0.073171 | 0.073171 | 0.073171 | 0.073171 | 0.073171 | 0.073171 | 0.073171 | 0.073171 | 0.073171 | 0.073171
Assumptions | Calculated Rate of Return on Equity Real | Conservative | Assumptions ¦ Calculated Rate of Return on Equity Real ¦ Conservative | 0.073171 | 0.073171 | 0.073171 | 0.073171 | 0.073171 | 0.073171 | 0.073171 | 0.073171 | 0.073171 | 0.073171 | 0.073171 | 0.073171 | 0.073171 | 0.073171 | 0.073171 | 0.073171 | 0.073171 | 0.073171 | 0.073171 | 0.073171 | 0.073171 | 0.073171 | 0.073171 | 0.073171 | 0.073171 | 0.073171 | 0.073171 | 0.073171 | 0.073171 | 0.073171 | 0.073171
Assumptions | Debt Fraction | Advanced | Assumptions ¦ Debt Fraction ¦ Advanced | 0.55 | 0.55 | 0.55 | 0.55 | 0.55 | 0.55 | 0.58699 | 0.62398 | 0.66096 | 0.69795 | 0.73494 | 0.73494 | 0.73494 | 0.73494 | 0.73494 | 0.73494 | 0.73494 | 0.73494 | 0.73494 | 0.73494 | 0.73494 | 0.73494 | 0.73494 | 0.73494 | 0.73494 | 0.73494 | 0.73494 | 0.73494 | 0.73494 | 0.73494 | 0.73494
Assumptions | Debt Fraction | Moderate | Assumptions ¦ Debt Fraction ¦ Moderate | 0.55 | 0.55 | 0.55 | 0.55 | 0.55 | 0.55 | 0.58699 | 0.62398 | 0.66096 | 0.69795 | 0.73494 | 0.73494 | 0.73494 | 0.73494 | 0.73494 | 0.73494 | 0.73494 | 0.73494 | 0.73494 | 0.73494 | 0.73494 | 0.73494 | 0.73494 | 0.73494 | 0.73494 | 0.73494 | 0.73494 | 0.73494 | 0.73494 | 0.73494 | 0.73494
Assumptions | Debt Fraction | Conservative | Assumptions ¦ Debt Fraction ¦ Conservative | 0.55 | 0.55 | 0.55 | 0.55 | 0.55 | 0.55 | 0.58699 | 0.62398 | 0.66096 | 0.69795 | 0.73494 | 0.73494 | 0.73494 | 0.73494 | 0.73494 | 0.73494 | 0.73494 | 0.73494 | 0.73494 | 0.73494 | 0.73494 | 0.73494 | 0.73494 | 0.73494 | 0.73494 | 0.73494 | 0.73494 | 0.73494 | 0.73494 | 0.73494 | 0.73494
Assumptions | Tax Rate (Federal and State) | * | Assumptions ¦ Tax Rate (Federal and State) ¦ * | 0.2574 | 0.2574 | 0.2574 | 0.2574 | 0.2574 | 0.2574 | 0.2574 | 0.2574 | 0.2574 | 0.2574 | 0.2574 | 0.2574 | 0.2574 | 0.2574 | 0.2574 | 0.2574 | 0.2574 | 0.2574 | 0.2574 | 0.2574 | 0.2574 | 0.2574 | 0.2574 | 0.2574 | 0.2574 | 0.2574 | 0.2574 | 0.2574 | 0.2574 | 0.2574 | 0.2574
Assumptions | WACC Nominal | Advanced | Assumptions ¦ WACC Nominal ¦ Advanced | 0.065421 | 0.065421 | 0.065421 | 0.065421 | 0.065421 | 0.065421 | 0.063968 | 0.062624 | 0.06139 | 0.060266 | 0.059252 | 0.059252 | 0.059252 | 0.059252 | 0.059252 | 0.059252 | 0.059252 | 0.059252 | 0.059252 | 0.059252 | 0.059252 | 0.059252 | 0.059252 | 0.059252 | 0.059252 | 0.059252 | 0.059252 | 0.059252 | 0.059252 | 0.059252 | 0.059252
Assumptions | WACC Nominal | Moderate | Assumptions ¦ WACC Nominal ¦ Moderate | 0.065421 | 0.065421 | 0.065421 | 0.065421 | 0.065421 | 0.065421 | 0.063968 | 0.062624 | 0.06139 | 0.060266 | 0.059252 | 0.059252 | 0.059252 | 0.059252 | 0.059252 | 0.059252 | 0.059252 | 0.059252 | 0.059252 | 0.059252 | 0.059252 | 0.059252 | 0.059252 | 0.059252 | 0.059252 | 0.059252 | 0.059252 | 0.059252 | 0.059252 | 0.059252 | 0.059252
Assumptions | WACC Nominal | Conservative | Assumptions ¦ WACC Nominal ¦ Conservative | 0.065421 | 0.065421 | 0.065421 | 0.065421 | 0.065421 | 0.065421 | 0.063968 | 0.062624 | 0.06139 | 0.060266 | 0.059252 | 0.059252 | 0.059252 | 0.059252 | 0.059252 | 0.059252 | 0.059252 | 0.059252 | 0.059252 | 0.059252 | 0.059252 | 0.059252 | 0.059252 | 0.059252 | 0.059252 | 0.059252 | 0.059252 | 0.059252 | 0.059252 | 0.059252 | 0.059252
Assumptions | WACC Real | Advanced | Assumptions ¦ WACC Real ¦ Advanced | 0.039436 | 0.039436 | 0.039436 | 0.039436 | 0.039436 | 0.039436 | 0.038017 | 0.036706 | 0.035503 | 0.034406 | 0.033417 | 0.033417 | 0.033417 | 0.033417 | 0.033417 | 0.033417 | 0.033417 | 0.033417 | 0.033417 | 0.033417 | 0.033417 | 0.033417 | 0.033417 | 0.033417 | 0.033417 | 0.033417 | 0.033417 | 0.033417 | 0.033417 | 0.033417 | 0.033417
Assumptions | WACC Real | Moderate | Assumptions ¦ WACC Real ¦ Moderate | 0.039436 | 0.039436 | 0.039436 | 0.039436 | 0.039436 | 0.039436 | 0.038017 | 0.036706 | 0.035503 | 0.034406 | 0.033417 | 0.033417 | 0.033417 | 0.033417 | 0.033417 | 0.033417 | 0.033417 | 0.033417 | 0.033417 | 0.033417 | 0.033417 | 0.033417 | 0.033417 | 0.033417 | 0.033417 | 0.033417 | 0.033417 | 0.033417 | 0.033417 | 0.033417 | 0.033417
Assumptions | WACC Real | Conservative | Assumptions ¦ WACC Real ¦ Conservative | 0.039436 | 0.039436 | 0.039436 | 0.039436 | 0.039436 | 0.039436 | 0.038017 | 0.036706 | 0.035503 | 0.034406 | 0.033417 | 0.033417 | 0.033417 | 0.033417 | 0.033417 | 0.033417 | 0.033417 | 0.033417 | 0.033417 | 0.033417 | 0.033417 | 0.033417 | 0.033417 | 0.033417 | 0.033417 | 0.033417 | 0.033417 | 0.033417 | 0.033417 | 0.033417 | 0.033417
Heat Rate (MMBtu/MWh) | NG F-Frame CT | Advanced | Heat Rate (MMBtu/MWh) ¦ NG F-Frame CT ¦ Advanced | 9.717 | 9.717 | 9.717 | 9.717 | 9.717 | 9.717 | 9.717 | 9.717 | 9.717 | 9.717 | 9.717 | 9.717 | 9.717 | 9.717 | 9.717 | 9.717 | 9.717 | 9.717 | 9.717 | 9.717 | 9.717 | 9.717 | 9.717 | 9.717 | 9.717 | 9.717 | 9.717 | 9.717 | 9.717 | 9.717 | 9.717
Heat Rate (MMBtu/MWh) | NG F-Frame CT | Moderate | Heat Rate (MMBtu/MWh) ¦ NG F-Frame CT ¦ Moderate | 9.717 | 9.717 | 9.717 | 9.717 | 9.717 | 9.717 | 9.717 | 9.717 | 9.717 | 9.717 | 9.717 | 9.717 | 9.717 | 9.717 | 9.717 | 9.717 | 9.717 | 9.717 | 9.717 | 9.717 | 9.717 | 9.717 | 9.717 | 9.717 | 9.717 | 9.717 | 9.717 | 9.717 | 9.717 | 9.717 | 9.717
Heat Rate (MMBtu/MWh) | NG F-Frame CT | Conservative | Heat Rate (MMBtu/MWh) ¦ NG F-Frame CT ¦ Conservative | 9.717 | 9.717 | 9.717 | 9.717 | 9.717 | 9.717 | 9.717 | 9.717 | 9.717 | 9.717 | 9.717 | 9.717 | 9.717 | 9.717 | 9.717 | 9.717 | 9.717 | 9.717 | 9.717 | 9.717 | 9.717 | 9.717 | 9.717 | 9.717 | 9.717 | 9.717 | 9.717 | 9.717 | 9.717 | 9.717 | 9.717
Heat Rate (MMBtu/MWh) | NG F-Frame CC | Advanced | Heat Rate (MMBtu/MWh) ¦ NG F-Frame CC ¦ Advanced | 6.3632 | 6.3632 | 6.3632 | 6.3632 | 6.3632 | 6.3632 | 6.3632 | 6.3632 | 6.3632 | 6.3632 | 6.3632 | 6.3632 | 6.3632 | 6.3632 | 6.3632 | 6.3632 | 6.3632 | 6.3632 | 6.3632 | 6.3632 | 6.3632 | 6.3632 | 6.3632 | 6.3632 | 6.3632 | 6.3632 | 6.3632 | 6.3632 | 6.3632 | 6.3632 | 6.3632
Heat Rate (MMBtu/MWh) | NG F-Frame CC | Moderate | Heat Rate (MMBtu/MWh) ¦ NG F-Frame CC ¦ Moderate | 6.3632 | 6.3632 | 6.3632 | 6.3632 | 6.3632 | 6.3632 | 6.3632 | 6.3632 | 6.3632 | 6.3632 | 6.3632 | 6.3632 | 6.3632 | 6.3632 | 6.3632 | 6.3632 | 6.3632 | 6.3632 | 6.3632 | 6.3632 | 6.3632 | 6.3632 | 6.3632 | 6.3632 | 6.3632 | 6.3632 | 6.3632 | 6.3632 | 6.3632 | 6.3632 | 6.3632
Heat Rate (MMBtu/MWh) | NG F-Frame CC | Conservative | Heat Rate (MMBtu/MWh) ¦ NG F-Frame CC ¦ Conservative | 6.3632 | 6.3632 | 6.3632 | 6.3632 | 6.3632 | 6.3632 | 6.3632 | 6.3632 | 6.3632 | 6.3632 | 6.3632 | 6.3632 | 6.3632 | 6.3632 | 6.3632 | 6.3632 | 6.3632 | 6.3632 | 6.3632 | 6.3632 | 6.3632 | 6.3632 | 6.3632 | 6.3632 | 6.3632 | 6.3632 | 6.3632 | 6.3632 | 6.3632 | 6.3632 | 6.3632
Heat Rate (MMBtu/MWh) | NG H-Frame CC | Advanced | Heat Rate (MMBtu/MWh) ¦ NG H-Frame CC ¦ Advanced | 6.196 | 6.196 | 6.196 | 6.196 | 6.196 | 6.196 | 6.196 | 6.196 | 6.196 | 6.196 | 6.196 | 6.196 | 6.196 | 6.196 | 6.196 | 6.196 | 6.196 | 6.196 | 6.196 | 6.196 | 6.196 | 6.196 | 6.196 | 6.196 | 6.196 | 6.196 | 6.196 | 6.196 | 6.196 | 6.196 | 6.196
Heat Rate (MMBtu/MWh) | NG H-Frame CC | Moderate | Heat Rate (MMBtu/MWh) ¦ NG H-Frame CC ¦ Moderate | 6.196 | 6.196 | 6.196 | 6.196 | 6.196 | 6.196 | 6.196 | 6.196 | 6.196 | 6.196 | 6.196 | 6.196 | 6.196 | 6.196 | 6.196 | 6.196 | 6.196 | 6.196 | 6.196 | 6.196 | 6.196 | 6.196 | 6.196 | 6.196 | 6.196 | 6.196 | 6.196 | 6.196 | 6.196 | 6.196 | 6.196
Heat Rate (MMBtu/MWh) | NG H-Frame CC | Conservative | Heat Rate (MMBtu/MWh) ¦ NG H-Frame CC ¦ Conservative | 6.196 | 6.196 | 6.196 | 6.196 | 6.196 | 6.196 | 6.196 | 6.196 | 6.196 | 6.196 | 6.196 | 6.196 | 6.196 | 6.196 | 6.196 | 6.196 | 6.196 | 6.196 | 6.196 | 6.196 | 6.196 | 6.196 | 6.196 | 6.196 | 6.196 | 6.196 | 6.196 | 6.196 | 6.196 | 6.196 | 6.196
Heat Rate (MMBtu/MWh) | NG combined cycle 95% CCS (F-frame basis -> Transformational Tech) | Advanced | Heat Rate (MMBtu/MWh) ¦ NG combined cycle 95% CCS (F-frame basis -> Transformational Tech) ¦ Advanced | 7.22 | 7.22 | 7.22 | 7.22 | 7.22 | 7.22 | 7.074 | 6.928 | 6.782 | 6.636 | 6.49 | 6.344 | 6.197 | 6.051 | 5.877 | 5.703 | 5.529 | 5.354 | 5.18 | 5.18 | 5.18 | 5.18 | 5.18 | 5.18 | 5.18 | 5.18 | 5.18 | 5.18 | 5.18 | 5.18 | 5.18
Heat Rate (MMBtu/MWh) | NG combined cycle 95% CCS (F-frame basis -> 2nd Gen Tech) | Moderate | Heat Rate (MMBtu/MWh) ¦ NG combined cycle 95% CCS (F-frame basis -> 2nd Gen Tech) ¦ Moderate | 7.22 | 7.22 | 7.22 | 7.22 | 7.22 | 7.22 | 7.147 | 7.074 | 7.001 | 6.928 | 6.855 | 6.782 | 6.709 | 6.636 | 6.549 | 6.461 | 6.374 | 6.287 | 6.2 | 6.2 | 6.2 | 6.2 | 6.2 | 6.2 | 6.2 | 6.2 | 6.2 | 6.2 | 6.2 | 6.2 | 6.2
Heat Rate (MMBtu/MWh) | NG Combined Cycle (F-Frame) 95% CCS | Conservative | Heat Rate (MMBtu/MWh) ¦ NG Combined Cycle (F-Frame) 95% CCS ¦ Conservative | 7.22 | 7.22 | 7.22 | 7.22 | 7.22 | 7.22 | 7.22 | 7.22 | 7.22 | 7.22 | 7.22 | 7.22 | 7.22 | 7.22 | 7.22 | 7.22 | 7.22 | 7.22 | 7.22 | 7.22 | 7.22 | 7.22 | 7.22 | 7.22 | 7.22 | 7.22 | 7.22 | 7.22 | 7.22 | 7.22 | 7.22
Heat Rate (MMBtu/MWh) | NG combined cycle 95% CCS (H-frame basis -> Transformational Tech) | Advanced | Heat Rate (MMBtu/MWh) ¦ NG combined cycle 95% CCS (H-frame basis -> Transformational Tech) ¦ Advanced | 7.007 | 7.007 | 7.007 | 7.007 | 7.007 | 7.007 | 6.887 | 6.767 | 6.647 | 6.527 | 6.407 | 6.288 | 6.168 | 6.048 | 5.874 | 5.701 | 5.527 | 5.354 | 5.18 | 5.18 | 5.18 | 5.18 | 5.18 | 5.18 | 5.18 | 5.18 | 5.18 | 5.18 | 5.18 | 5.18 | 5.18
Heat Rate (MMBtu/MWh) | NG combined cycle 95% CCS (H-frame basis -> 2nd Gen Tech) | Moderate | Heat Rate (MMBtu/MWh) ¦ NG combined cycle 95% CCS (H-frame basis -> 2nd Gen Tech) ¦ Moderate | 7.007 | 7.007 | 7.007 | 7.007 | 7.007 | 7.007 | 6.947 | 6.887 | 6.827 | 6.767 | 6.707 | 6.647 | 6.587 | 6.527 | 6.44 | 6.354 | 6.267 | 6.18 | 6.093 | 6.093 | 6.093 | 6.093 | 6.093 | 6.093 | 6.093 | 6.093 | 6.093 | 6.093 | 6.093 | 6.093 | 6.093
Heat Rate (MMBtu/MWh) | NG Combined Cycle (H-Frame) 95% CCS | Conservative | Heat Rate (MMBtu/MWh) ¦ NG Combined Cycle (H-Frame) 95% CCS ¦ Conservative | 7.007 | 7.007 | 7.007 | 7.007 | 7.007 | 7.007 | 7.007 | 7.007 | 7.007 | 7.007 | 7.007 | 7.007 | 7.007 | 7.007 | 7.007 | 7.007 | 7.007 | 7.007 | 7.007 | 7.007 | 7.007 | 7.007 | 7.007 | 7.007 | 7.007 | 7.007 | 7.007 | 7.007 | 7.007 | 7.007 | 7.007
Heat Rate (MMBtu/MWh) | NG combined cycle Max CCS (F-frame basis -> Transformational Tech) | Advanced | Heat Rate (MMBtu/MWh) ¦ NG combined cycle Max CCS (F-frame basis -> Transformational Tech) ¦ Advanced | 7.26 | 7.26 | 7.26 | 7.26 | 7.26 | 7.26 | 7.113 | 6.967 | 6.821 | 6.675 | 6.529 | 6.383 | 6.237 | 6.091 | 5.909 | 5.727 | 5.544 | 5.362 | 5.18 | 5.18 | 5.18 | 5.18 | 5.18 | 5.18 | 5.18 | 5.18 | 5.18 | 5.18 | 5.18 | 5.18 | 5.18
Heat Rate (MMBtu/MWh) | NG combined cycle Max CCS (F-frame basis -> 2nd Gen Tech) | Moderate | Heat Rate (MMBtu/MWh) ¦ NG combined cycle Max CCS (F-frame basis -> 2nd Gen Tech) ¦ Moderate | 7.26 | 7.26 | 7.26 | 7.26 | 7.26 | 7.26 | 7.186 | 7.113 | 7.04 | 6.967 | 6.894 | 6.821 | 6.748 | 6.675 | 6.584 | 6.493 | 6.402 | 6.311 | 6.22 | 6.22 | 6.22 | 6.22 | 6.22 | 6.22 | 6.22 | 6.22 | 6.22 | 6.22 | 6.22 | 6.22 | 6.22
Heat Rate (MMBtu/MWh) | NG Combined Cycle (F-Frame) Max CCS | Conservative | Heat Rate (MMBtu/MWh) ¦ NG Combined Cycle (F-Frame) Max CCS ¦ Conservative | 7.26 | 7.26 | 7.26 | 7.26 | 7.26 | 7.26 | 7.26 | 7.26 | 7.26 | 7.26 | 7.26 | 7.26 | 7.26 | 7.26 | 7.26 | 7.26 | 7.26 | 7.26 | 7.26 | 7.26 | 7.26 | 7.26 | 7.26 | 7.26 | 7.26 | 7.26 | 7.26 | 7.26 | 7.26 | 7.26 | 7.26
Heat Rate (MMBtu/MWh) | NG combined cycle Max CCS (H-frame basis -> Transformational Tech) | Advanced | Heat Rate (MMBtu/MWh) ¦ NG combined cycle Max CCS (H-frame basis -> Transformational Tech) ¦ Advanced | 7.045 | 7.045 | 7.045 | 7.045 | 7.045 | 7.045 | 6.925 | 6.805 | 6.685 | 6.566 | 6.446 | 6.326 | 6.206 | 6.086 | 5.905 | 5.724 | 5.542 | 5.361 | 5.18 | 5.18 | 5.18 | 5.18 | 5.18 | 5.18 | 5.18 | 5.18 | 5.18 | 5.18 | 5.18 | 5.18 | 5.18
Heat Rate (MMBtu/MWh) | NG combined cycle Max CCS (H-frame basis -> 2nd Gen Tech) | Moderate | Heat Rate (MMBtu/MWh) ¦ NG combined cycle Max CCS (H-frame basis -> 2nd Gen Tech) ¦ Moderate | 7.045 | 7.045 | 7.045 | 7.045 | 7.045 | 7.045 | 6.985 | 6.925 | 6.865 | 6.805 | 6.745 | 6.685 | 6.625 | 6.566 | 6.475 | 6.384 | 6.294 | 6.203 | 6.113 | 6.113 | 6.113 | 6.113 | 6.113 | 6.113 | 6.113 | 6.113 | 6.113 | 6.113 | 6.113 | 6.113 | 6.113
Heat Rate (MMBtu/MWh) | NG Combined Cycle (H-Frame) Max CCS | Conservative | Heat Rate (MMBtu/MWh) ¦ NG Combined Cycle (H-Frame) Max CCS ¦ Conservative | 7.045 | 7.045 | 7.045 | 7.045 | 7.045 | 7.045 | 7.045 | 7.045 | 7.045 | 7.045 | 7.045 | 7.045 | 7.045 | 7.045 | 7.045 | 7.045 | 7.045 | 7.045 | 7.045 | 7.045 | 7.045 | 7.045 | 7.045 | 7.045 | 7.045 | 7.045 | 7.045 | 7.045 | 7.045 | 7.045 | 7.045
CAPEX ($/kW) | NG F-Frame CT | Advanced | CAPEX ($/kW) ¦ NG F-Frame CT ¦ Advanced | 922.2102 | 913.7793 | 905.3484 | 900.4827 | 882.2443 | 872.1539 | 869.1848 | 863.1939 | 850.1394 | 843.2998 | 838.4397 | 833.9251 | 830.3657 | 825.3013 | 819.801 | 815.4174 | 810.9591 | 806.0111 | 801.4776 | 797.2372 | 793.2758 | 788.7879 | 783.7477 | 779.6126 | 775.6025 | 771.5364 | 768.0906 | 763.9028 | 759.2422 | 754.4859 | 749.9663
CAPEX ($/kW) | NG F-Frame CT | Moderate | CAPEX ($/kW) ¦ NG F-Frame CT ¦ Moderate | 922.2102 | 913.7793 | 905.3484 | 900.4827 | 882.2443 | 872.1539 | 869.1848 | 863.1939 | 850.1394 | 843.2998 | 838.4397 | 833.9251 | 830.3657 | 825.3013 | 819.801 | 815.4174 | 810.9591 | 806.0111 | 801.4776 | 797.2372 | 793.2758 | 788.7879 | 783.7477 | 779.6126 | 775.6025 | 771.5364 | 768.0906 | 763.9028 | 759.2422 | 754.4859 | 749.9663
CAPEX ($/kW) | NG F-Frame CT | Conservative | CAPEX ($/kW) ¦ NG F-Frame CT ¦ Conservative | 922.2102 | 913.7793 | 905.3484 | 900.4827 | 882.2443 | 872.1539 | 869.1848 | 863.1939 | 850.1394 | 843.2998 | 838.4397 | 833.9251 | 830.3657 | 825.3013 | 819.801 | 815.4174 | 810.9591 | 806.0111 | 801.4776 | 797.2372 | 793.2758 | 788.7879 | 783.7477 | 779.6126 | 775.6025 | 771.5364 | 768.0906 | 763.9028 | 759.2422 | 754.4859 | 749.9663
CAPEX ($/kW) | NG F-Frame CC | Advanced | CAPEX ($/kW) ¦ NG F-Frame CC ¦ Advanced | 1038.084 | 1033.4469 | 1028.8098 | 1026.0978 | 1014.1607 | 1009.9759 | 1009.9872 | 1005.6242 | 997.3817 | 992.5042 | 988.5116 | 984.2174 | 981.0515 | 976.1077 | 970.6457 | 966.5047 | 962.2749 | 957.4631 | 953.1429 | 949.171 | 945.5321 | 941.2661 | 936.3397 | 932.4941 | 928.7989 | 925.0375 | 922.0217 | 918.1166 | 913.6432 | 909.0537 | 904.7485
CAPEX ($/kW) | NG F-Frame CC | Moderate | CAPEX ($/kW) ¦ NG F-Frame CC ¦ Moderate | 1038.084 | 1033.4469 | 1028.8098 | 1026.0978 | 1014.1607 | 1009.9759 | 1009.9872 | 1005.6242 | 997.3817 | 992.5042 | 988.5116 | 984.2174 | 981.0515 | 976.1077 | 970.6457 | 966.5047 | 962.2749 | 957.4631 | 953.1429 | 949.171 | 945.5321 | 941.2661 | 936.3397 | 932.4941 | 928.7989 | 925.0375 | 922.0217 | 918.1166 | 913.6432 | 909.0537 | 904.7485
CAPEX ($/kW) | NG F-Frame CC | Conservative | CAPEX ($/kW) ¦ NG F-Frame CC ¦ Conservative | 1038.084 | 1033.4469 | 1028.8098 | 1026.0978 | 1014.1607 | 1009.9759 | 1009.9872 | 1005.6242 | 997.3817 | 992.5042 | 988.5116 | 984.2174 | 981.0515 | 976.1077 | 970.6457 | 966.5047 | 962.2749 | 957.4631 | 953.1429 | 949.171 | 945.5321 | 941.2661 | 936.3397 | 932.4941 | 928.7989 | 925.0375 | 922.0217 | 918.1166 | 913.6432 | 909.0537 | 904.7485
CAPEX ($/kW) | NG H-Frame CC | Advanced | CAPEX ($/kW) ¦ NG H-Frame CC ¦ Advanced | 1058.0835 | 1058.0835 | 986.8136 | 981.3313 | 968.1738 | 958.3056 | 951.7269 | 944.0517 | 938.5694 | 933.0871 | 928.7012 | 924.3154 | 921.026 | 916.6402 | 912.2543 | 908.965 | 904.5791 | 901.2897 | 896.9039 | 893.6145 | 889.2287 | 885.9393 | 881.5535 | 877.1676 | 873.8783 | 869.4924 | 866.203 | 861.8172 | 858.5278 | 856.3349 | 854.142
CAPEX ($/kW) | NG H-Frame CC | Moderate | CAPEX ($/kW) ¦ NG H-Frame CC ¦ Moderate | 1058.0835 | 1058.0835 | 986.8136 | 981.3313 | 968.1738 | 958.3056 | 951.7269 | 944.0517 | 938.5694 | 933.0871 | 928.7012 | 924.3154 | 921.026 | 916.6402 | 912.2543 | 908.965 | 904.5791 | 901.2897 | 896.9039 | 893.6145 | 889.2287 | 885.9393 | 881.5535 | 877.1676 | 873.8783 | 869.4924 | 866.203 | 861.8172 | 858.5278 | 856.3349 | 854.142
CAPEX ($/kW) | NG H-Frame CC | Conservative | CAPEX ($/kW) ¦ NG H-Frame CC ¦ Conservative | 1058.0835 | 1058.0835 | 986.8136 | 981.3313 | 968.1738 | 958.3056 | 951.7269 | 944.0517 | 938.5694 | 933.0871 | 928.7012 | 924.3154 | 921.026 | 916.6402 | 912.2543 | 908.965 | 904.5791 | 901.2897 | 896.9039 | 893.6145 | 889.2287 | 885.9393 | 881.5535 | 877.1676 | 873.8783 | 869.4924 | 866.203 | 861.8172 | 858.5278 | 856.3349 | 854.142
CAPEX ($/kW) | NG combined cycle 95% CCS (F-frame basis -> Transformational Tech) | Advanced | CAPEX ($/kW) ¦ NG combined cycle 95% CCS (F-frame basis -> Transformational Tech) ¦ Advanced | 2288.3111 | 2288.3111 | 2134.8067 | 2092.0448 | 2039.4148 | 1991.1705 | 1947.3121 | 1903.4538 | 1862.8848 | 1822.3158 | 1783.9397 | 1744.4671 | 1707.1875 | 1669.9079 | 1615.0849 | 1560.2619 | 1506.5354 | 1453.9054 | 1401.2753 | 1389.2142 | 1377.1532 | 1365.0921 | 1353.0311 | 1340.97 | 1327.8125 | 1315.7515 | 1303.6904 | 1291.6293 | 1280.6647 | 1269.7002 | 1258.7356
CAPEX ($/kW) | NG combined cycle 95% CCS (F-frame basis -> 2nd Gen Tech) | Moderate | CAPEX ($/kW) ¦ NG combined cycle 95% CCS (F-frame basis -> 2nd Gen Tech) ¦ Moderate | 2288.3111 | 2288.3111 | 2134.8067 | 2104.1059 | 2063.5369 | 2028.4502 | 1996.6528 | 1963.759 | 1935.2511 | 1905.6467 | 1878.2352 | 1850.8237 | 1823.4122 | 1797.0972 | 1762.0105 | 1725.8273 | 1691.8371 | 1656.7504 | 1622.7601 | 1608.5062 | 1594.2522 | 1581.0947 | 1566.8407 | 1552.5867 | 1538.3327 | 1524.0788 | 1510.9213 | 1496.6673 | 1482.4133 | 1470.3522 | 1458.2912
CAPEX ($/kW) | NG Combined Cycle (F-Frame) 95% CCS | Conservative | CAPEX ($/kW) ¦ NG Combined Cycle (F-Frame) 95% CCS ¦ Conservative | 2288.3111 | 2288.3111 | 2134.8067 | 2117.2634 | 2088.7554 | 2065.7298 | 2045.9935 | 2025.1608 | 2007.6174 | 1988.9776 | 1973.6272 | 1956.0838 | 1939.6369 | 1924.2865 | 1907.8396 | 1892.4892 | 1876.0423 | 1860.6918 | 1844.245 | 1828.8945 | 1812.4476 | 1797.0972 | 1780.6503 | 1764.2034 | 1748.853 | 1732.4061 | 1717.0556 | 1700.6088 | 1685.2583 | 1671.0043 | 1657.8468
CAPEX ($/kW) | NG combined cycle 95% CCS (H-frame basis -> Transformational Tech) | Advanced | CAPEX ($/kW) ¦ NG combined cycle 95% CCS (H-frame basis -> Transformational Tech) ¦ Advanced | 2158.9288 | 2158.9288 | 2014.1962 | 1982.3989 | 1940.7334 | 1904.5502 | 1871.6564 | 1837.6662 | 1808.0618 | 1777.3609 | 1748.853 | 1720.345 | 1691.8371 | 1664.4256 | 1610.6991 | 1556.9726 | 1504.3425 | 1452.8089 | 1401.2753 | 1389.2142 | 1377.1532 | 1365.0921 | 1353.0311 | 1340.97 | 1327.8125 | 1315.7515 | 1303.6904 | 1291.6293 | 1280.6647 | 1269.7002 | 1258.7356
CAPEX ($/kW) | NG combined cycle 95% CCS (H-frame basis -> 2nd Gen Tech) | Moderate | CAPEX ($/kW) ¦ NG combined cycle 95% CCS (H-frame basis -> 2nd Gen Tech) ¦ Moderate | 2158.9288 | 2158.9288 | 2014.1962 | 1990.0741 | 1956.0838 | 1926.4794 | 1901.2608 | 1873.8494 | 1850.8237 | 1826.7016 | 1804.7724 | 1782.8432 | 1760.914 | 1740.0813 | 1704.9946 | 1671.0043 | 1637.0141 | 1604.1203 | 1570.1301 | 1556.9726 | 1543.815 | 1529.5611 | 1516.4035 | 1502.1496 | 1488.9921 | 1475.8345 | 1461.5806 | 1448.4231 | 1435.2655 | 1423.2045 | 1411.1434
CAPEX ($/kW) | NG Combined Cycle (H-Frame) 95% CCS | Conservative | CAPEX ($/kW) ¦ NG Combined Cycle (H-Frame) 95% CCS ¦ Conservative | 2158.9288 | 2158.9288 | 2014.1962 | 1996.6528 | 1970.3378 | 1948.4086 | 1929.7688 | 1910.0325 | 1893.5856 | 1876.0423 | 1861.7883 | 1845.3414 | 1829.991 | 1814.6405 | 1800.3866 | 1785.0361 | 1769.6857 | 1755.4317 | 1740.0813 | 1724.7309 | 1709.3804 | 1695.1265 | 1679.776 | 1664.4256 | 1649.0752 | 1634.8212 | 1619.4707 | 1604.1203 | 1589.8663 | 1576.7088 | 1563.5513
CAPEX ($/kW) | NG combined cycle Max CCS (F-frame basis -> Transformational Tech) | Advanced | CAPEX ($/kW) ¦ NG combined cycle Max CCS (F-frame basis -> Transformational Tech) ¦ Advanced | 2324.4942 | 2324.4942 | 2168.797 | 2124.9386 | 2071.2121 | 2024.0643 | 1980.2059 | 1935.2511 | 1894.6821 | 1853.0166 | 1814.6405 | 1775.168 | 1737.8884 | 1700.6088 | 1639.207 | 1577.8053 | 1518.5965 | 1459.3877 | 1401.2753 | 1389.2142 | 1377.1532 | 1365.0921 | 1353.0311 | 1340.97 | 1327.8125 | 1315.7515 | 1303.6904 | 1291.6293 | 1280.6647 | 1269.7002 | 1258.7356
CAPEX ($/kW) | NG combined cycle Max CCS (F-frame basis -> 2nd Gen Tech) | Moderate | CAPEX ($/kW) ¦ NG combined cycle Max CCS (F-frame basis -> 2nd Gen Tech) ¦ Moderate | 2324.4942 | 2324.4942 | 2168.797 | 2138.0961 | 2096.4306 | 2061.3439 | 2028.4502 | 1995.5564 | 1967.0484 | 1936.3476 | 1908.9361 | 1881.5246 | 1854.1131 | 1827.7981 | 1788.3255 | 1749.9494 | 1711.5733 | 1674.2937 | 1637.0141 | 1622.7601 | 1608.5062 | 1594.2522 | 1581.0947 | 1566.8407 | 1552.5867 | 1538.3327 | 1524.0788 | 1509.8248 | 1495.5708 | 1483.5098 | 1471.4487
CAPEX ($/kW) | NG Combined Cycle (F-Frame) Max CCS | Conservative | CAPEX ($/kW) ¦ NG Combined Cycle (F-Frame) Max CCS ¦ Conservative | 2324.4942 | 2324.4942 | 2168.797 | 2150.1572 | 2121.6492 | 2098.6236 | 2077.7908 | 2056.9581 | 2039.4148 | 2020.7749 | 2004.328 | 1986.7847 | 1970.3378 | 1954.9874 | 1938.5405 | 1922.0936 | 1905.6467 | 1889.1998 | 1873.8494 | 1857.4025 | 1840.9556 | 1824.5087 | 1808.0618 | 1792.7114 | 1776.2645 | 1759.8176 | 1743.3707 | 1728.0202 | 1711.5733 | 1697.3194 | 1683.0654
CAPEX ($/kW) | NG combined cycle Max CCS (H-frame basis -> Transformational Tech) | Advanced | CAPEX ($/kW) ¦ NG combined cycle Max CCS (H-frame basis -> Transformational Tech) ¦ Advanced | 2191.8226 | 2191.8226 | 2043.8006 | 2012.0033 | 1970.3378 | 1934.1546 | 1900.1644 | 1866.1741 | 1836.5697 | 1805.8689 | 1776.2645 | 1747.7565 | 1719.2486 | 1691.8371 | 1631.5318 | 1573.4194 | 1515.3071 | 1457.1947 | 1401.2753 | 1389.2142 | 1377.1532 | 1365.0921 | 1353.0311 | 1340.97 | 1327.8125 | 1315.7515 | 1303.6904 | 1291.6293 | 1280.6647 | 1269.7002 | 1258.7356
CAPEX ($/kW) | NG combined cycle Max CCS (H-frame basis -> 2nd Gen Tech) | Moderate | CAPEX ($/kW) ¦ NG combined cycle Max CCS (H-frame basis -> 2nd Gen Tech) ¦ Moderate | 2191.8226 | 2191.8226 | 2043.8006 | 2019.6785 | 1985.6882 | 1956.0838 | 1929.7688 | 1902.3573 | 1879.3317 | 1855.2095 | 1833.2804 | 1810.2547 | 1788.3255 | 1766.3963 | 1729.1167 | 1692.9335 | 1655.6539 | 1619.4707 | 1583.2876 | 1570.1301 | 1555.8761 | 1542.7186 | 1528.4646 | 1515.3071 | 1501.0531 | 1487.8956 | 1473.6416 | 1460.4841 | 1447.3266 | 1435.2655 | 1423.2045
CAPEX ($/kW) | NG Combined Cycle (H-Frame) Max CCS | Conservative | CAPEX ($/kW) ¦ NG Combined Cycle (H-Frame) Max CCS ¦ Conservative | 2191.8226 | 2191.8226 | 2043.8006 | 2027.3537 | 1999.9422 | 1978.013 | 1958.2767 | 1938.5405 | 1922.0936 | 1904.5502 | 1889.1998 | 1872.7529 | 1857.4025 | 1842.052 | 1826.7016 | 1811.3512 | 1796.0007 | 1781.7468 | 1766.3963 | 1751.0459 | 1735.6955 | 1720.345 | 1704.9946 | 1689.6442 | 1674.2937 | 1658.9433 | 1643.5929 | 1628.2424 | 1613.9884 | 1600.8309 | 1586.577
Construction Financing Cost ($/kW) | NG F-Frame CT | Advanced | Construction Financing Cost ($/kW) ¦ NG F-Frame CT ¦ Advanced | 81.1302 | 80.3885 | 79.6468 | 79.2188 | 77.6143 | 76.7266 | 76.4654 | 75.9383 | 74.7899 | 74.1882 | 73.7606 | 73.3634 | 73.0503 | 72.6048 | 72.1209 | 71.7352 | 71.343 | 70.9077 | 70.5089 | 70.1359 | 69.7874 | 69.3926 | 68.9491 | 68.5854 | 68.2326 | 67.8749 | 67.5717 | 67.2033 | 66.7933 | 66.3749 | 65.9773
Construction Financing Cost ($/kW) | NG F-Frame CT | Moderate | Construction Financing Cost ($/kW) ¦ NG F-Frame CT ¦ Moderate | 81.1302 | 80.3885 | 79.6468 | 79.2188 | 77.6143 | 76.7266 | 76.4654 | 75.9383 | 74.7899 | 74.1882 | 73.7606 | 73.3634 | 73.0503 | 72.6048 | 72.1209 | 71.7352 | 71.343 | 70.9077 | 70.5089 | 70.1359 | 69.7874 | 69.3926 | 68.9491 | 68.5854 | 68.2326 | 67.8749 | 67.5717 | 67.2033 | 66.7933 | 66.3749 | 65.9773
Construction Financing Cost ($/kW) | NG F-Frame CT | Conservative | Construction Financing Cost ($/kW) ¦ NG F-Frame CT ¦ Conservative | 81.1302 | 80.3885 | 79.6468 | 79.2188 | 77.6143 | 76.7266 | 76.4654 | 75.9383 | 74.7899 | 74.1882 | 73.7606 | 73.3634 | 73.0503 | 72.6048 | 72.1209 | 71.7352 | 71.343 | 70.9077 | 70.5089 | 70.1359 | 69.7874 | 69.3926 | 68.9491 | 68.5854 | 68.2326 | 67.8749 | 67.5717 | 67.2033 | 66.7933 | 66.3749 | 65.9773
Construction Financing Cost ($/kW) | NG F-Frame CC | Advanced | Construction Financing Cost ($/kW) ¦ NG F-Frame CC ¦ Advanced | 91.324 | 90.9161 | 90.5081 | 90.2696 | 89.2194 | 88.8513 | 88.8523 | 88.4684 | 87.7433 | 87.3142 | 86.963 | 86.5852 | 86.3067 | 85.8717 | 85.3912 | 85.0269 | 84.6548 | 84.2315 | 83.8515 | 83.502 | 83.1819 | 82.8066 | 82.3732 | 82.0349 | 81.7098 | 81.3789 | 81.1136 | 80.7701 | 80.3765 | 79.9728 | 79.594
Construction Financing Cost ($/kW) | NG F-Frame CC | Moderate | Construction Financing Cost ($/kW) ¦ NG F-Frame CC ¦ Moderate | 91.324 | 90.9161 | 90.5081 | 90.2696 | 89.2194 | 88.8513 | 88.8523 | 88.4684 | 87.7433 | 87.3142 | 86.963 | 86.5852 | 86.3067 | 85.8717 | 85.3912 | 85.0269 | 84.6548 | 84.2315 | 83.8515 | 83.502 | 83.1819 | 82.8066 | 82.3732 | 82.0349 | 81.7098 | 81.3789 | 81.1136 | 80.7701 | 80.3765 | 79.9728 | 79.594
Construction Financing Cost ($/kW) | NG F-Frame CC | Conservative | Construction Financing Cost ($/kW) ¦ NG F-Frame CC ¦ Conservative | 91.324 | 90.9161 | 90.5081 | 90.2696 | 89.2194 | 88.8513 | 88.8523 | 88.4684 | 87.7433 | 87.3142 | 86.963 | 86.5852 | 86.3067 | 85.8717 | 85.3912 | 85.0269 | 84.6548 | 84.2315 | 83.8515 | 83.502 | 83.1819 | 82.8066 | 82.3732 | 82.0349 | 81.7098 | 81.3789 | 81.1136 | 80.7701 | 80.3765 | 79.9728 | 79.594
Construction Financing Cost ($/kW) | NG H-Frame CC | Advanced | Construction Financing Cost ($/kW) ¦ NG H-Frame CC ¦ Advanced | 93.0835 | 93.0835 | 86.8136 | 86.3313 | 85.1738 | 84.3056 | 83.7269 | 83.0517 | 82.5694 | 82.0871 | 81.7012 | 81.3154 | 81.026 | 80.6402 | 80.2543 | 79.965 | 79.5791 | 79.2897 | 78.9039 | 78.6145 | 78.2287 | 77.9393 | 77.5535 | 77.1676 | 76.8783 | 76.4924 | 76.203 | 75.8172 | 75.5278 | 75.3349 | 75.142
Construction Financing Cost ($/kW) | NG H-Frame CC | Moderate | Construction Financing Cost ($/kW) ¦ NG H-Frame CC ¦ Moderate | 93.0835 | 93.0835 | 86.8136 | 86.3313 | 85.1738 | 84.3056 | 83.7269 | 83.0517 | 82.5694 | 82.0871 | 81.7012 | 81.3154 | 81.026 | 80.6402 | 80.2543 | 79.965 | 79.5791 | 79.2897 | 78.9039 | 78.6145 | 78.2287 | 77.9393 | 77.5535 | 77.1676 | 76.8783 | 76.4924 | 76.203 | 75.8172 | 75.5278 | 75.3349 | 75.142
Construction Financing Cost ($/kW) | NG H-Frame CC | Conservative | Construction Financing Cost ($/kW) ¦ NG H-Frame CC ¦ Conservative | 93.0835 | 93.0835 | 86.8136 | 86.3313 | 85.1738 | 84.3056 | 83.7269 | 83.0517 | 82.5694 | 82.0871 | 81.7012 | 81.3154 | 81.026 | 80.6402 | 80.2543 | 79.965 | 79.5791 | 79.2897 | 78.9039 | 78.6145 | 78.2287 | 77.9393 | 77.5535 | 77.1676 | 76.8783 | 76.4924 | 76.203 | 75.8172 | 75.5278 | 75.3349 | 75.142
Construction Financing Cost ($/kW) | NG combined cycle 95% CCS (F-frame basis -> Transformational Tech) | Advanced | Construction Financing Cost ($/kW) ¦ NG combined cycle 95% CCS (F-frame basis -> Transformational Tech) ¦ Advanced | 201.3111 | 201.3111 | 187.8067 | 184.0448 | 179.4148 | 175.1705 | 171.3121 | 167.4538 | 163.8848 | 160.3158 | 156.9397 | 153.4671 | 150.1875 | 146.9079 | 142.0849 | 137.2619 | 132.5354 | 127.9054 | 123.2753 | 122.2142 | 121.1532 | 120.0921 | 119.0311 | 117.97 | 116.8125 | 115.7515 | 114.6904 | 113.6293 | 112.6647 | 111.7002 | 110.7356
Construction Financing Cost ($/kW) | NG combined cycle 95% CCS (F-frame basis -> 2nd Gen Tech) | Moderate | Construction Financing Cost ($/kW) ¦ NG combined cycle 95% CCS (F-frame basis -> 2nd Gen Tech) ¦ Moderate | 201.3111 | 201.3111 | 187.8067 | 185.1059 | 181.5369 | 178.4502 | 175.6528 | 172.759 | 170.2511 | 167.6467 | 165.2352 | 162.8237 | 160.4122 | 158.0972 | 155.0105 | 151.8273 | 148.8371 | 145.7504 | 142.7601 | 141.5062 | 140.2522 | 139.0947 | 137.8407 | 136.5867 | 135.3327 | 134.0788 | 132.9213 | 131.6673 | 130.4133 | 129.3522 | 128.2912
Construction Financing Cost ($/kW) | NG Combined Cycle (F-Frame) 95% CCS | Conservative | Construction Financing Cost ($/kW) ¦ NG Combined Cycle (F-Frame) 95% CCS ¦ Conservative | 201.3111 | 201.3111 | 187.8067 | 186.2634 | 183.7554 | 181.7298 | 179.9935 | 178.1608 | 176.6174 | 174.9776 | 173.6272 | 172.0838 | 170.6369 | 169.2865 | 167.8396 | 166.4892 | 165.0423 | 163.6918 | 162.245 | 160.8945 | 159.4476 | 158.0972 | 156.6503 | 155.2034 | 153.853 | 152.4061 | 151.0556 | 149.6088 | 148.2583 | 147.0043 | 145.8468
Construction Financing Cost ($/kW) | NG combined cycle 95% CCS (H-frame basis -> Transformational Tech) | Advanced | Construction Financing Cost ($/kW) ¦ NG combined cycle 95% CCS (H-frame basis -> Transformational Tech) ¦ Advanced | 189.9288 | 189.9288 | 177.1962 | 174.3989 | 170.7334 | 167.5502 | 164.6564 | 161.6662 | 159.0618 | 156.3609 | 153.853 | 151.345 | 148.8371 | 146.4256 | 141.6991 | 136.9726 | 132.3425 | 127.8089 | 123.2753 | 122.2142 | 121.1532 | 120.0921 | 119.0311 | 117.97 | 116.8125 | 115.7515 | 114.6904 | 113.6293 | 112.6647 | 111.7002 | 110.7356
Construction Financing Cost ($/kW) | NG combined cycle 95% CCS (H-frame basis -> 2nd Gen Tech) | Moderate | Construction Financing Cost ($/kW) ¦ NG combined cycle 95% CCS (H-frame basis -> 2nd Gen Tech) ¦ Moderate | 189.9288 | 189.9288 | 177.1962 | 175.0741 | 172.0838 | 169.4794 | 167.2608 | 164.8494 | 162.8237 | 160.7016 | 158.7724 | 156.8432 | 154.914 | 153.0813 | 149.9946 | 147.0043 | 144.0141 | 141.1203 | 138.1301 | 136.9726 | 135.815 | 134.5611 | 133.4035 | 132.1496 | 130.9921 | 129.8345 | 128.5806 | 127.4231 | 126.2655 | 125.2045 | 124.1434
Construction Financing Cost ($/kW) | NG Combined Cycle (H-Frame) 95% CCS | Conservative | Construction Financing Cost ($/kW) ¦ NG Combined Cycle (H-Frame) 95% CCS ¦ Conservative | 189.9288 | 189.9288 | 177.1962 | 175.6528 | 173.3378 | 171.4086 | 169.7688 | 168.0325 | 166.5856 | 165.0423 | 163.7883 | 162.3414 | 160.991 | 159.6405 | 158.3866 | 157.0361 | 155.6857 | 154.4317 | 153.0813 | 151.7309 | 150.3804 | 149.1265 | 147.776 | 146.4256 | 145.0752 | 143.8212 | 142.4707 | 141.1203 | 139.8663 | 138.7088 | 137.5513
Construction Financing Cost ($/kW) | NG combined cycle Max CCS (F-frame basis -> Transformational Tech) | Advanced | Construction Financing Cost ($/kW) ¦ NG combined cycle Max CCS (F-frame basis -> Transformational Tech) ¦ Advanced | 204.4942 | 204.4942 | 190.797 | 186.9386 | 182.2121 | 178.0643 | 174.2059 | 170.2511 | 166.6821 | 163.0166 | 159.6405 | 156.168 | 152.8884 | 149.6088 | 144.207 | 138.8053 | 133.5965 | 128.3877 | 123.2753 | 122.2142 | 121.1532 | 120.0921 | 119.0311 | 117.97 | 116.8125 | 115.7515 | 114.6904 | 113.6293 | 112.6647 | 111.7002 | 110.7356
Construction Financing Cost ($/kW) | NG combined cycle Max CCS (F-frame basis -> 2nd Gen Tech) | Moderate | Construction Financing Cost ($/kW) ¦ NG combined cycle Max CCS (F-frame basis -> 2nd Gen Tech) ¦ Moderate | 204.4942 | 204.4942 | 190.797 | 188.0961 | 184.4306 | 181.3439 | 178.4502 | 175.5564 | 173.0484 | 170.3476 | 167.9361 | 165.5246 | 163.1131 | 160.7981 | 157.3255 | 153.9494 | 150.5733 | 147.2937 | 144.0141 | 142.7601 | 141.5062 | 140.2522 | 139.0947 | 137.8407 | 136.5867 | 135.3327 | 134.0788 | 132.8248 | 131.5708 | 130.5098 | 129.4487
Construction Financing Cost ($/kW) | NG Combined Cycle (F-Frame) Max CCS | Conservative | Construction Financing Cost ($/kW) ¦ NG Combined Cycle (F-Frame) Max CCS ¦ Conservative | 204.4942 | 204.4942 | 190.797 | 189.1572 | 186.6492 | 184.6236 | 182.7908 | 180.9581 | 179.4148 | 177.7749 | 176.328 | 174.7847 | 173.3378 | 171.9874 | 170.5405 | 169.0936 | 167.6467 | 166.1998 | 164.8494 | 163.4025 | 161.9556 | 160.5087 | 159.0618 | 157.7114 | 156.2645 | 154.8176 | 153.3707 | 152.0202 | 150.5733 | 149.3194 | 148.0654
Construction Financing Cost ($/kW) | NG combined cycle Max CCS (H-frame basis -> Transformational Tech) | Advanced | Construction Financing Cost ($/kW) ¦ NG combined cycle Max CCS (H-frame basis -> Transformational Tech) ¦ Advanced | 192.8226 | 192.8226 | 179.8006 | 177.0033 | 173.3378 | 170.1546 | 167.1644 | 164.1741 | 161.5697 | 158.8689 | 156.2645 | 153.7565 | 151.2486 | 148.8371 | 143.5318 | 138.4194 | 133.3071 | 128.1947 | 123.2753 | 122.2142 | 121.1532 | 120.0921 | 119.0311 | 117.97 | 116.8125 | 115.7515 | 114.6904 | 113.6293 | 112.6647 | 111.7002 | 110.7356
Construction Financing Cost ($/kW) | NG combined cycle Max CCS (H-frame basis -> 2nd Gen Tech) | Moderate | Construction Financing Cost ($/kW) ¦ NG combined cycle Max CCS (H-frame basis -> 2nd Gen Tech) ¦ Moderate | 192.8226 | 192.8226 | 179.8006 | 177.6785 | 174.6882 | 172.0838 | 169.7688 | 167.3573 | 165.3317 | 163.2095 | 161.2804 | 159.2547 | 157.3255 | 155.3963 | 152.1167 | 148.9335 | 145.6539 | 142.4707 | 139.2876 | 138.1301 | 136.8761 | 135.7186 | 134.4646 | 133.3071 | 132.0531 | 130.8956 | 129.6416 | 128.4841 | 127.3266 | 126.2655 | 125.2045
Construction Financing Cost ($/kW) | NG Combined Cycle (H-Frame) Max CCS | Conservative | Construction Financing Cost ($/kW) ¦ NG Combined Cycle (H-Frame) Max CCS ¦ Conservative | 192.8226 | 192.8226 | 179.8006 | 178.3537 | 175.9422 | 174.013 | 172.2767 | 170.5405 | 169.0936 | 167.5502 | 166.1998 | 164.7529 | 163.4025 | 162.052 | 160.7016 | 159.3512 | 158.0007 | 156.7468 | 155.3963 | 154.0459 | 152.6955 | 151.345 | 149.9946 | 148.6442 | 147.2937 | 145.9433 | 144.5929 | 143.2424 | 141.9884 | 140.8309 | 139.577
Overnight Capital Cost ($/kW) | NG F-Frame CT | Advanced | Overnight Capital Cost ($/kW) ¦ NG F-Frame CT ¦ Advanced | 841.08 | 833.3908 | 825.7016 | 821.264 | 804.6301 | 795.4273 | 792.7195 | 787.2556 | 775.3496 | 769.1116 | 764.6791 | 760.5617 | 757.3154 | 752.6965 | 747.6801 | 743.6822 | 739.6161 | 735.1033 | 730.9687 | 727.1014 | 723.4884 | 719.3954 | 714.7986 | 711.0272 | 707.3699 | 703.6615 | 700.5189 | 696.6995 | 692.4489 | 688.111 | 683.9891
Overnight Capital Cost ($/kW) | NG F-Frame CT | Moderate | Overnight Capital Cost ($/kW) ¦ NG F-Frame CT ¦ Moderate | 841.08 | 833.3908 | 825.7016 | 821.264 | 804.6301 | 795.4273 | 792.7195 | 787.2556 | 775.3496 | 769.1116 | 764.6791 | 760.5617 | 757.3154 | 752.6965 | 747.6801 | 743.6822 | 739.6161 | 735.1033 | 730.9687 | 727.1014 | 723.4884 | 719.3954 | 714.7986 | 711.0272 | 707.3699 | 703.6615 | 700.5189 | 696.6995 | 692.4489 | 688.111 | 683.9891
Overnight Capital Cost ($/kW) | NG F-Frame CT | Conservative | Overnight Capital Cost ($/kW) ¦ NG F-Frame CT ¦ Conservative | 841.08 | 833.3908 | 825.7016 | 821.264 | 804.6301 | 795.4273 | 792.7195 | 787.2556 | 775.3496 | 769.1116 | 764.6791 | 760.5617 | 757.3154 | 752.6965 | 747.6801 | 743.6822 | 739.6161 | 735.1033 | 730.9687 | 727.1014 | 723.4884 | 719.3954 | 714.7986 | 711.0272 | 707.3699 | 703.6615 | 700.5189 | 696.6995 | 692.4489 | 688.111 | 683.9891
Overnight Capital Cost ($/kW) | NG F-Frame CC | Advanced | Overnight Capital Cost ($/kW) ¦ NG F-Frame CC ¦ Advanced | 946.76 | 942.5308 | 938.3016 | 935.8283 | 924.9413 | 921.1246 | 921.1349 | 917.1557 | 909.6384 | 905.19 | 901.5487 | 897.6322 | 894.7448 | 890.2359 | 885.2544 | 881.4777 | 877.62 | 873.2316 | 869.2914 | 865.669 | 862.3502 | 858.4595 | 853.9665 | 850.4592 | 847.0891 | 843.6586 | 840.9081 | 837.3465 | 833.2667 | 829.0809 | 825.1545
Overnight Capital Cost ($/kW) | NG F-Frame CC | Moderate | Overnight Capital Cost ($/kW) ¦ NG F-Frame CC ¦ Moderate | 946.76 | 942.5308 | 938.3016 | 935.8283 | 924.9413 | 921.1246 | 921.1349 | 917.1557 | 909.6384 | 905.19 | 901.5487 | 897.6322 | 894.7448 | 890.2359 | 885.2544 | 881.4777 | 877.62 | 873.2316 | 869.2914 | 865.669 | 862.3502 | 858.4595 | 853.9665 | 850.4592 | 847.0891 | 843.6586 | 840.9081 | 837.3465 | 833.2667 | 829.0809 | 825.1545
Overnight Capital Cost ($/kW) | NG F-Frame CC | Conservative | Overnight Capital Cost ($/kW) ¦ NG F-Frame CC ¦ Conservative | 946.76 | 942.5308 | 938.3016 | 935.8283 | 924.9413 | 921.1246 | 921.1349 | 917.1557 | 909.6384 | 905.19 | 901.5487 | 897.6322 | 894.7448 | 890.2359 | 885.2544 | 881.4777 | 877.62 | 873.2316 | 869.2914 | 865.669 | 862.3502 | 858.4595 | 853.9665 | 850.4592 | 847.0891 | 843.6586 | 840.9081 | 837.3465 | 833.2667 | 829.0809 | 825.1545
Overnight Capital Cost ($/kW) | NG H-Frame CC | Advanced | Overnight Capital Cost ($/kW) ¦ NG H-Frame CC ¦ Advanced | 965 | 965 | 900 | 895 | 883 | 874 | 868 | 861 | 856 | 851 | 847 | 843 | 840 | 836 | 832 | 829 | 825 | 822 | 818 | 815 | 811 | 808 | 804 | 800 | 797 | 793 | 790 | 786 | 783 | 781 | 779
Overnight Capital Cost ($/kW) | NG H-Frame CC | Moderate | Overnight Capital Cost ($/kW) ¦ NG H-Frame CC ¦ Moderate | 965 | 965 | 900 | 895 | 883 | 874 | 868 | 861 | 856 | 851 | 847 | 843 | 840 | 836 | 832 | 829 | 825 | 822 | 818 | 815 | 811 | 808 | 804 | 800 | 797 | 793 | 790 | 786 | 783 | 781 | 779
Overnight Capital Cost ($/kW) | NG H-Frame CC | Conservative | Overnight Capital Cost ($/kW) ¦ NG H-Frame CC ¦ Conservative | 965 | 965 | 900 | 895 | 883 | 874 | 868 | 861 | 856 | 851 | 847 | 843 | 840 | 836 | 832 | 829 | 825 | 822 | 818 | 815 | 811 | 808 | 804 | 800 | 797 | 793 | 790 | 786 | 783 | 781 | 779
Overnight Capital Cost ($/kW) | NG combined cycle 95% CCS (F-frame basis -> Transformational Tech) | Advanced | Overnight Capital Cost ($/kW) ¦ NG combined cycle 95% CCS (F-frame basis -> Transformational Tech) ¦ Advanced | 2087 | 2087 | 1947 | 1908 | 1860 | 1816 | 1776 | 1736 | 1699 | 1662 | 1627 | 1591 | 1557 | 1523 | 1473 | 1423 | 1374 | 1326 | 1278 | 1267 | 1256 | 1245 | 1234 | 1223 | 1211 | 1200 | 1189 | 1178 | 1168 | 1158 | 1148
Overnight Capital Cost ($/kW) | NG combined cycle 95% CCS (F-frame basis -> 2nd Gen Tech) | Moderate | Overnight Capital Cost ($/kW) ¦ NG combined cycle 95% CCS (F-frame basis -> 2nd Gen Tech) ¦ Moderate | 2087 | 2087 | 1947 | 1919 | 1882 | 1850 | 1821 | 1791 | 1765 | 1738 | 1713 | 1688 | 1663 | 1639 | 1607 | 1574 | 1543 | 1511 | 1480 | 1467 | 1454 | 1442 | 1429 | 1416 | 1403 | 1390 | 1378 | 1365 | 1352 | 1341 | 1330
Overnight Capital Cost ($/kW) | NG Combined Cycle (F-Frame) 95% CCS | Conservative | Overnight Capital Cost ($/kW) ¦ NG Combined Cycle (F-Frame) 95% CCS ¦ Conservative | 2087 | 2087 | 1947 | 1931 | 1905 | 1884 | 1866 | 1847 | 1831 | 1814 | 1800 | 1784 | 1769 | 1755 | 1740 | 1726 | 1711 | 1697 | 1682 | 1668 | 1653 | 1639 | 1624 | 1609 | 1595 | 1580 | 1566 | 1551 | 1537 | 1524 | 1512
Overnight Capital Cost ($/kW) | NG combined cycle 95% CCS (H-frame basis -> Transformational Tech) | Advanced | Overnight Capital Cost ($/kW) ¦ NG combined cycle 95% CCS (H-frame basis -> Transformational Tech) ¦ Advanced | 1969 | 1969 | 1837 | 1808 | 1770 | 1737 | 1707 | 1676 | 1649 | 1621 | 1595 | 1569 | 1543 | 1518 | 1469 | 1420 | 1372 | 1325 | 1278 | 1267 | 1256 | 1245 | 1234 | 1223 | 1211 | 1200 | 1189 | 1178 | 1168 | 1158 | 1148
Overnight Capital Cost ($/kW) | NG combined cycle 95% CCS (H-frame basis -> 2nd Gen Tech) | Moderate | Overnight Capital Cost ($/kW) ¦ NG combined cycle 95% CCS (H-frame basis -> 2nd Gen Tech) ¦ Moderate | 1969 | 1969 | 1837 | 1815 | 1784 | 1757 | 1734 | 1709 | 1688 | 1666 | 1646 | 1626 | 1606 | 1587 | 1555 | 1524 | 1493 | 1463 | 1432 | 1420 | 1408 | 1395 | 1383 | 1370 | 1358 | 1346 | 1333 | 1321 | 1309 | 1298 | 1287
Overnight Capital Cost ($/kW) | NG Combined Cycle (H-Frame) 95% CCS | Conservative | Overnight Capital Cost ($/kW) ¦ NG Combined Cycle (H-Frame) 95% CCS ¦ Conservative | 1969 | 1969 | 1837 | 1821 | 1797 | 1777 | 1760 | 1742 | 1727 | 1711 | 1698 | 1683 | 1669 | 1655 | 1642 | 1628 | 1614 | 1601 | 1587 | 1573 | 1559 | 1546 | 1532 | 1518 | 1504 | 1491 | 1477 | 1463 | 1450 | 1438 | 1426
Overnight Capital Cost ($/kW) | NG combined cycle Max CCS (F-frame basis -> Transformational Tech) | Advanced | Overnight Capital Cost ($/kW) ¦ NG combined cycle Max CCS (F-frame basis -> Transformational Tech) ¦ Advanced | 2120 | 2120 | 1978 | 1938 | 1889 | 1846 | 1806 | 1765 | 1728 | 1690 | 1655 | 1619 | 1585 | 1551 | 1495 | 1439 | 1385 | 1331 | 1278 | 1267 | 1256 | 1245 | 1234 | 1223 | 1211 | 1200 | 1189 | 1178 | 1168 | 1158 | 1148
Overnight Capital Cost ($/kW) | NG combined cycle Max CCS (F-frame basis -> 2nd Gen Tech) | Moderate | Overnight Capital Cost ($/kW) ¦ NG combined cycle Max CCS (F-frame basis -> 2nd Gen Tech) ¦ Moderate | 2120 | 2120 | 1978 | 1950 | 1912 | 1880 | 1850 | 1820 | 1794 | 1766 | 1741 | 1716 | 1691 | 1667 | 1631 | 1596 | 1561 | 1527 | 1493 | 1480 | 1467 | 1454 | 1442 | 1429 | 1416 | 1403 | 1390 | 1377 | 1364 | 1353 | 1342
Overnight Capital Cost ($/kW) | NG Combined Cycle (F-Frame) Max CCS | Conservative | Overnight Capital Cost ($/kW) ¦ NG Combined Cycle (F-Frame) Max CCS ¦ Conservative | 2120 | 2120 | 1978 | 1961 | 1935 | 1914 | 1895 | 1876 | 1860 | 1843 | 1828 | 1812 | 1797 | 1783 | 1768 | 1753 | 1738 | 1723 | 1709 | 1694 | 1679 | 1664 | 1649 | 1635 | 1620 | 1605 | 1590 | 1576 | 1561 | 1548 | 1535
Overnight Capital Cost ($/kW) | NG combined cycle Max CCS (H-frame basis -> Transformational Tech) | Advanced | Overnight Capital Cost ($/kW) ¦ NG combined cycle Max CCS (H-frame basis -> Transformational Tech) ¦ Advanced | 1999 | 1999 | 1864 | 1835 | 1797 | 1764 | 1733 | 1702 | 1675 | 1647 | 1620 | 1594 | 1568 | 1543 | 1488 | 1435 | 1382 | 1329 | 1278 | 1267 | 1256 | 1245 | 1234 | 1223 | 1211 | 1200 | 1189 | 1178 | 1168 | 1158 | 1148
Overnight Capital Cost ($/kW) | NG combined cycle Max CCS (H-frame basis -> 2nd Gen Tech) | Moderate | Overnight Capital Cost ($/kW) ¦ NG combined cycle Max CCS (H-frame basis -> 2nd Gen Tech) ¦ Moderate | 1999 | 1999 | 1864 | 1842 | 1811 | 1784 | 1760 | 1735 | 1714 | 1692 | 1672 | 1651 | 1631 | 1611 | 1577 | 1544 | 1510 | 1477 | 1444 | 1432 | 1419 | 1407 | 1394 | 1382 | 1369 | 1357 | 1344 | 1332 | 1320 | 1309 | 1298
Overnight Capital Cost ($/kW) | NG Combined Cycle (H-Frame) Max CCS | Conservative | Overnight Capital Cost ($/kW) ¦ NG Combined Cycle (H-Frame) Max CCS ¦ Conservative | 1999 | 1999 | 1864 | 1849 | 1824 | 1804 | 1786 | 1768 | 1753 | 1737 | 1723 | 1708 | 1694 | 1680 | 1666 | 1652 | 1638 | 1625 | 1611 | 1597 | 1583 | 1569 | 1555 | 1541 | 1527 | 1513 | 1499 | 1485 | 1472 | 1460 | 1447
Fixed Operation and Maintenance Expenses ($/kW-yr) | NG F-Frame CT | Advanced | Fixed Operation and Maintenance Expenses ($/kW-yr) ¦ NG F-Frame CT ¦ Advanced | 21.43 | 21.43 | 21.43 | 21.43 | 21.43 | 21.43 | 21.43 | 21.43 | 21.43 | 21.43 | 21.43 | 21.43 | 21.43 | 21.43 | 21.43 | 21.43 | 21.43 | 21.43 | 21.43 | 21.43 | 21.43 | 21.43 | 21.43 | 21.43 | 21.43 | 21.43 | 21.43 | 21.43 | 21.43 | 21.43 | 21.43
Fixed Operation and Maintenance Expenses ($/kW-yr) | NG F-Frame CT | Moderate | Fixed Operation and Maintenance Expenses ($/kW-yr) ¦ NG F-Frame CT ¦ Moderate | 21.43 | 21.43 | 21.43 | 21.43 | 21.43 | 21.43 | 21.43 | 21.43 | 21.43 | 21.43 | 21.43 | 21.43 | 21.43 | 21.43 | 21.43 | 21.43 | 21.43 | 21.43 | 21.43 | 21.43 | 21.43 | 21.43 | 21.43 | 21.43 | 21.43 | 21.43 | 21.43 | 21.43 | 21.43 | 21.43 | 21.43
Fixed Operation and Maintenance Expenses ($/kW-yr) | NG F-Frame CT | Conservative | Fixed Operation and Maintenance Expenses ($/kW-yr) ¦ NG F-Frame CT ¦ Conservative | 21.43 | 21.43 | 21.43 | 21.43 | 21.43 | 21.43 | 21.43 | 21.43 | 21.43 | 21.43 | 21.43 | 21.43 | 21.43 | 21.43 | 21.43 | 21.43 | 21.43 | 21.43 | 21.43 | 21.43 | 21.43 | 21.43 | 21.43 | 21.43 | 21.43 | 21.43 | 21.43 | 21.43 | 21.43 | 21.43 | 21.43
Fixed Operation and Maintenance Expenses ($/kW-yr) | NG F-Frame CC | Advanced | Fixed Operation and Maintenance Expenses ($/kW-yr) ¦ NG F-Frame CC ¦ Advanced | 27.94 | 27.94 | 27.94 | 27.94 | 27.94 | 27.94 | 27.94 | 27.94 | 27.94 | 27.94 | 27.94 | 27.94 | 27.94 | 27.94 | 27.94 | 27.94 | 27.94 | 27.94 | 27.94 | 27.94 | 27.94 | 27.94 | 27.94 | 27.94 | 27.94 | 27.94 | 27.94 | 27.94 | 27.94 | 27.94 | 27.94
Fixed Operation and Maintenance Expenses ($/kW-yr) | NG F-Frame CC | Moderate | Fixed Operation and Maintenance Expenses ($/kW-yr) ¦ NG F-Frame CC ¦ Moderate | 27.94 | 27.94 | 27.94 | 27.94 | 27.94 | 27.94 | 27.94 | 27.94 | 27.94 | 27.94 | 27.94 | 27.94 | 27.94 | 27.94 | 27.94 | 27.94 | 27.94 | 27.94 | 27.94 | 27.94 | 27.94 | 27.94 | 27.94 | 27.94 | 27.94 | 27.94 | 27.94 | 27.94 | 27.94 | 27.94 | 27.94
Fixed Operation and Maintenance Expenses ($/kW-yr) | NG F-Frame CC | Conservative | Fixed Operation and Maintenance Expenses ($/kW-yr) ¦ NG F-Frame CC ¦ Conservative | 27.94 | 27.94 | 27.94 | 27.94 | 27.94 | 27.94 | 27.94 | 27.94 | 27.94 | 27.94 | 27.94 | 27.94 | 27.94 | 27.94 | 27.94 | 27.94 | 27.94 | 27.94 | 27.94 | 27.94 | 27.94 | 27.94 | 27.94 | 27.94 | 27.94 | 27.94 | 27.94 | 27.94 | 27.94 | 27.94 | 27.94
Fixed Operation and Maintenance Expenses ($/kW-yr) | NG H-Frame CC | Advanced | Fixed Operation and Maintenance Expenses ($/kW-yr) ¦ NG H-Frame CC ¦ Advanced | 26.87 | 26.87 | 26.87 | 26.87 | 26.87 | 26.87 | 26.87 | 26.87 | 26.87 | 26.87 | 26.87 | 26.87 | 26.87 | 26.87 | 26.87 | 26.87 | 26.87 | 26.87 | 26.87 | 26.87 | 26.87 | 26.87 | 26.87 | 26.87 | 26.87 | 26.87 | 26.87 | 26.87 | 26.87 | 26.87 | 26.87
Fixed Operation and Maintenance Expenses ($/kW-yr) | NG H-Frame CC | Moderate | Fixed Operation and Maintenance Expenses ($/kW-yr) ¦ NG H-Frame CC ¦ Moderate | 26.87 | 26.87 | 26.87 | 26.87 | 26.87 | 26.87 | 26.87 | 26.87 | 26.87 | 26.87 | 26.87 | 26.87 | 26.87 | 26.87 | 26.87 | 26.87 | 26.87 | 26.87 | 26.87 | 26.87 | 26.87 | 26.87 | 26.87 | 26.87 | 26.87 | 26.87 | 26.87 | 26.87 | 26.87 | 26.87 | 26.87
Fixed Operation and Maintenance Expenses ($/kW-yr) | NG H-Frame CC | Conservative | Fixed Operation and Maintenance Expenses ($/kW-yr) ¦ NG H-Frame CC ¦ Conservative | 26.87 | 26.87 | 26.87 | 26.87 | 26.87 | 26.87 | 26.87 | 26.87 | 26.87 | 26.87 | 26.87 | 26.87 | 26.87 | 26.87 | 26.87 | 26.87 | 26.87 | 26.87 | 26.87 | 26.87 | 26.87 | 26.87 | 26.87 | 26.87 | 26.87 | 26.87 | 26.87 | 26.87 | 26.87 | 26.87 | 26.87
Fixed Operation and Maintenance Expenses ($/kW-yr) | NG combined cycle 95% CCS (F-frame basis -> Transformational Tech) | Advanced | Fixed Operation and Maintenance Expenses ($/kW-yr) ¦ NG combined cycle 95% CCS (F-frame basis -> Transformational Tech) ¦ Advanced | 57.71 | 57.71 | 57.71 | 57.29 | 56.87 | 56.45 | 56.03 | 55.61 | 55.19 | 54.77 | 54.36 | 53.94 | 53.52 | 53.1 | 52.25 | 51.4 | 50.55 | 49.71 | 48.86 | 48.86 | 48.86 | 48.86 | 48.86 | 48.86 | 48.86 | 48.86 | 48.86 | 48.86 | 48.86 | 48.86 | 48.86
Fixed Operation and Maintenance Expenses ($/kW-yr) | NG combined cycle 95% CCS (F-frame basis -> 2nd Gen Tech) | Moderate | Fixed Operation and Maintenance Expenses ($/kW-yr) ¦ NG combined cycle 95% CCS (F-frame basis -> 2nd Gen Tech) ¦ Moderate | 57.71 | 57.71 | 57.71 | 57.5 | 57.29 | 57.08 | 56.87 | 56.66 | 56.45 | 56.24 | 56.03 | 55.82 | 55.61 | 55.4 | 54.98 | 54.56 | 54.13 | 53.71 | 53.29 | 53.29 | 53.29 | 53.29 | 53.29 | 53.29 | 53.29 | 53.29 | 53.29 | 53.29 | 53.29 | 53.29 | 53.29
Fixed Operation and Maintenance Expenses ($/kW-yr) | NG Combined Cycle (F-Frame) 95% CCS | Conservative | Fixed Operation and Maintenance Expenses ($/kW-yr) ¦ NG Combined Cycle (F-Frame) 95% CCS ¦ Conservative | 57.71 | 57.71 | 57.71 | 57.71 | 57.71 | 57.71 | 57.71 | 57.71 | 57.71 | 57.71 | 57.71 | 57.71 | 57.71 | 57.71 | 57.71 | 57.71 | 57.71 | 57.71 | 57.71 | 57.71 | 57.71 | 57.71 | 57.71 | 57.71 | 57.71 | 57.71 | 57.71 | 57.71 | 57.71 | 57.71 | 57.71
Fixed Operation and Maintenance Expenses ($/kW-yr) | NG combined cycle 95% CCS (H-frame basis -> Transformational Tech) | Advanced | Fixed Operation and Maintenance Expenses ($/kW-yr) ¦ NG combined cycle 95% CCS (H-frame basis -> Transformational Tech) ¦ Advanced | 53.32 | 53.32 | 53.32 | 53.16 | 53 | 52.85 | 52.69 | 52.53 | 52.38 | 52.22 | 52.06 | 51.91 | 51.75 | 51.59 | 51.05 | 50.5 | 49.95 | 49.4 | 48.86 | 48.86 | 48.86 | 48.86 | 48.86 | 48.86 | 48.86 | 48.86 | 48.86 | 48.86 | 48.86 | 48.86 | 48.86
Fixed Operation and Maintenance Expenses ($/kW-yr) | NG combined cycle 95% CCS (H-frame basis -> 2nd Gen Tech) | Moderate | Fixed Operation and Maintenance Expenses ($/kW-yr) ¦ NG combined cycle 95% CCS (H-frame basis -> 2nd Gen Tech) ¦ Moderate | 53.32 | 53.32 | 53.32 | 53.24 | 53.16 | 53.08 | 53 | 52.93 | 52.85 | 52.77 | 52.69 | 52.61 | 52.53 | 52.46 | 52.18 | 51.91 | 51.63 | 51.36 | 51.09 | 51.09 | 51.09 | 51.09 | 51.09 | 51.09 | 51.09 | 51.09 | 51.09 | 51.09 | 51.09 | 51.09 | 51.09
Fixed Operation and Maintenance Expenses ($/kW-yr) | NG Combined Cycle (H-Frame) 95% CCS | Conservative | Fixed Operation and Maintenance Expenses ($/kW-yr) ¦ NG Combined Cycle (H-Frame) 95% CCS ¦ Conservative | 53.32 | 53.32 | 53.32 | 53.32 | 53.32 | 53.32 | 53.32 | 53.32 | 53.32 | 53.32 | 53.32 | 53.32 | 53.32 | 53.32 | 53.32 | 53.32 | 53.32 | 53.32 | 53.32 | 53.32 | 53.32 | 53.32 | 53.32 | 53.32 | 53.32 | 53.32 | 53.32 | 53.32 | 53.32 | 53.32 | 53.32
Fixed Operation and Maintenance Expenses ($/kW-yr) | NG combined cycle Max CCS (F-frame basis -> Transformational Tech) | Advanced | Fixed Operation and Maintenance Expenses ($/kW-yr) ¦ NG combined cycle Max CCS (F-frame basis -> Transformational Tech) ¦ Advanced | 58.57 | 58.57 | 58.57 | 58.15 | 57.73 | 57.31 | 56.89 | 56.47 | 56.05 | 55.63 | 55.21 | 54.79 | 54.37 | 53.95 | 52.93 | 51.91 | 50.89 | 49.88 | 48.86 | 48.86 | 48.86 | 48.86 | 48.86 | 48.86 | 48.86 | 48.86 | 48.86 | 48.86 | 48.86 | 48.86 | 48.86
Fixed Operation and Maintenance Expenses ($/kW-yr) | NG combined cycle Max CCS (F-frame basis -> 2nd Gen Tech) | Moderate | Fixed Operation and Maintenance Expenses ($/kW-yr) ¦ NG combined cycle Max CCS (F-frame basis -> 2nd Gen Tech) ¦ Moderate | 58.57 | 58.57 | 58.57 | 58.36 | 58.15 | 57.94 | 57.73 | 57.52 | 57.31 | 57.1 | 56.89 | 56.68 | 56.47 | 56.26 | 55.75 | 55.24 | 54.73 | 54.22 | 53.71 | 53.71 | 53.71 | 53.71 | 53.71 | 53.71 | 53.71 | 53.71 | 53.71 | 53.71 | 53.71 | 53.71 | 53.71
Fixed Operation and Maintenance Expenses ($/kW-yr) | NG Combined Cycle (F-Frame) Max CCS | Conservative | Fixed Operation and Maintenance Expenses ($/kW-yr) ¦ NG Combined Cycle (F-Frame) Max CCS ¦ Conservative | 58.57 | 58.57 | 58.57 | 58.57 | 58.57 | 58.57 | 58.57 | 58.57 | 58.57 | 58.57 | 58.57 | 58.57 | 58.57 | 58.57 | 58.57 | 58.57 | 58.57 | 58.57 | 58.57 | 58.57 | 58.57 | 58.57 | 58.57 | 58.57 | 58.57 | 58.57 | 58.57 | 58.57 | 58.57 | 58.57 | 58.57
Fixed Operation and Maintenance Expenses ($/kW-yr) | NG combined cycle Max CCS (H-frame basis -> Transformational Tech) | Advanced | Fixed Operation and Maintenance Expenses ($/kW-yr) ¦ NG combined cycle Max CCS (H-frame basis -> Transformational Tech) ¦ Advanced | 54.07 | 54.07 | 54.07 | 53.9 | 53.73 | 53.56 | 53.39 | 53.23 | 53.06 | 52.89 | 52.72 | 52.55 | 52.38 | 52.21 | 51.54 | 50.87 | 50.2 | 49.53 | 48.86 | 48.86 | 48.86 | 48.86 | 48.86 | 48.86 | 48.86 | 48.86 | 48.86 | 48.86 | 48.86 | 48.86 | 48.86
Fixed Operation and Maintenance Expenses ($/kW-yr) | NG combined cycle Max CCS (H-frame basis -> 2nd Gen Tech) | Moderate | Fixed Operation and Maintenance Expenses ($/kW-yr) ¦ NG combined cycle Max CCS (H-frame basis -> 2nd Gen Tech) ¦ Moderate | 54.07 | 54.07 | 54.07 | 53.98 | 53.9 | 53.82 | 53.73 | 53.65 | 53.56 | 53.48 | 53.39 | 53.31 | 53.23 | 53.14 | 52.81 | 52.47 | 52.13 | 51.8 | 51.46 | 51.46 | 51.46 | 51.46 | 51.46 | 51.46 | 51.46 | 51.46 | 51.46 | 51.46 | 51.46 | 51.46 | 51.46
Fixed Operation and Maintenance Expenses ($/kW-yr) | NG Combined Cycle (H-Frame) Max CCS | Conservative | Fixed Operation and Maintenance Expenses ($/kW-yr) ¦ NG Combined Cycle (H-Frame) Max CCS ¦ Conservative | 54.07 | 54.07 | 54.07 | 54.07 | 54.07 | 54.07 | 54.07 | 54.07 | 54.07 | 54.07 | 54.07 | 54.07 | 54.07 | 54.07 | 54.07 | 54.07 | 54.07 | 54.07 | 54.07 | 54.07 | 54.07 | 54.07 | 54.07 | 54.07 | 54.07 | 54.07 | 54.07 | 54.07 | 54.07 | 54.07 | 54.07
Variable Operation and Maintenance Expenses ($/MWh) | NG F-Frame CT | Advanced | Variable Operation and Maintenance Expenses ($/MWh) ¦ NG F-Frame CT ¦ Advanced | 5.1 | 5.1 | 5.1 | 5.1 | 5.1 | 5.1 | 5.1 | 5.1 | 5.1 | 5.1 | 5.1 | 5.1 | 5.1 | 5.1 | 5.1 | 5.1 | 5.1 | 5.1 | 5.1 | 5.1 | 5.1 | 5.1 | 5.1 | 5.1 | 5.1 | 5.1 | 5.1 | 5.1 | 5.1 | 5.1 | 5.1
Variable Operation and Maintenance Expenses ($/MWh) | NG F-Frame CT | Moderate | Variable Operation and Maintenance Expenses ($/MWh) ¦ NG F-Frame CT ¦ Moderate | 5.1 | 5.1 | 5.1 | 5.1 | 5.1 | 5.1 | 5.1 | 5.1 | 5.1 | 5.1 | 5.1 | 5.1 | 5.1 | 5.1 | 5.1 | 5.1 | 5.1 | 5.1 | 5.1 | 5.1 | 5.1 | 5.1 | 5.1 | 5.1 | 5.1 | 5.1 | 5.1 | 5.1 | 5.1 | 5.1 | 5.1
Variable Operation and Maintenance Expenses ($/MWh) | NG F-Frame CT | Conservative | Variable Operation and Maintenance Expenses ($/MWh) ¦ NG F-Frame CT ¦ Conservative | 5.1 | 5.1 | 5.1 | 5.1 | 5.1 | 5.1 | 5.1 | 5.1 | 5.1 | 5.1 | 5.1 | 5.1 | 5.1 | 5.1 | 5.1 | 5.1 | 5.1 | 5.1 | 5.1 | 5.1 | 5.1 | 5.1 | 5.1 | 5.1 | 5.1 | 5.1 | 5.1 | 5.1 | 5.1 | 5.1 | 5.1
Variable Operation and Maintenance Expenses ($/MWh) | NG F-Frame CC | Advanced | Variable Operation and Maintenance Expenses ($/MWh) ¦ NG F-Frame CC ¦ Advanced | 1.78 | 1.78 | 1.78 | 1.78 | 1.78 | 1.78 | 1.78 | 1.78 | 1.78 | 1.78 | 1.78 | 1.78 | 1.78 | 1.78 | 1.78 | 1.78 | 1.78 | 1.78 | 1.78 | 1.78 | 1.78 | 1.78 | 1.78 | 1.78 | 1.78 | 1.78 | 1.78 | 1.78 | 1.78 | 1.78 | 1.78
Variable Operation and Maintenance Expenses ($/MWh) | NG F-Frame CC | Moderate | Variable Operation and Maintenance Expenses ($/MWh) ¦ NG F-Frame CC ¦ Moderate | 1.78 | 1.78 | 1.78 | 1.78 | 1.78 | 1.78 | 1.78 | 1.78 | 1.78 | 1.78 | 1.78 | 1.78 | 1.78 | 1.78 | 1.78 | 1.78 | 1.78 | 1.78 | 1.78 | 1.78 | 1.78 | 1.78 | 1.78 | 1.78 | 1.78 | 1.78 | 1.78 | 1.78 | 1.78 | 1.78 | 1.78
Variable Operation and Maintenance Expenses ($/MWh) | NG F-Frame CC | Conservative | Variable Operation and Maintenance Expenses ($/MWh) ¦ NG F-Frame CC ¦ Conservative | 1.78 | 1.78 | 1.78 | 1.78 | 1.78 | 1.78 | 1.78 | 1.78 | 1.78 | 1.78 | 1.78 | 1.78 | 1.78 | 1.78 | 1.78 | 1.78 | 1.78 | 1.78 | 1.78 | 1.78 | 1.78 | 1.78 | 1.78 | 1.78 | 1.78 | 1.78 | 1.78 | 1.78 | 1.78 | 1.78 | 1.78
Variable Operation and Maintenance Expenses ($/MWh) | NG H-Frame CC | Advanced | Variable Operation and Maintenance Expenses ($/MWh) ¦ NG H-Frame CC ¦ Advanced | 1.76 | 1.76 | 1.76 | 1.76 | 1.76 | 1.76 | 1.76 | 1.76 | 1.76 | 1.76 | 1.76 | 1.76 | 1.76 | 1.76 | 1.76 | 1.76 | 1.76 | 1.76 | 1.76 | 1.76 | 1.76 | 1.76 | 1.76 | 1.76 | 1.76 | 1.76 | 1.76 | 1.76 | 1.76 | 1.76 | 1.76
Variable Operation and Maintenance Expenses ($/MWh) | NG H-Frame CC | Moderate | Variable Operation and Maintenance Expenses ($/MWh) ¦ NG H-Frame CC ¦ Moderate | 1.76 | 1.76 | 1.76 | 1.76 | 1.76 | 1.76 | 1.76 | 1.76 | 1.76 | 1.76 | 1.76 | 1.76 | 1.76 | 1.76 | 1.76 | 1.76 | 1.76 | 1.76 | 1.76 | 1.76 | 1.76 | 1.76 | 1.76 | 1.76 | 1.76 | 1.76 | 1.76 | 1.76 | 1.76 | 1.76 | 1.76
Variable Operation and Maintenance Expenses ($/MWh) | NG H-Frame CC | Conservative | Variable Operation and Maintenance Expenses ($/MWh) ¦ NG H-Frame CC ¦ Conservative | 1.76 | 1.76 | 1.76 | 1.76 | 1.76 | 1.76 | 1.76 | 1.76 | 1.76 | 1.76 | 1.76 | 1.76 | 1.76 | 1.76 | 1.76 | 1.76 | 1.76 | 1.76 | 1.76 | 1.76 | 1.76 | 1.76 | 1.76 | 1.76 | 1.76 | 1.76 | 1.76 | 1.76 | 1.76 | 1.76 | 1.76
Variable Operation and Maintenance Expenses ($/MWh) | NG combined cycle 95% CCS (F-frame basis -> Transformational Tech) | Advanced | Variable Operation and Maintenance Expenses ($/MWh) ¦ NG combined cycle 95% CCS (F-frame basis -> Transformational Tech) ¦ Advanced | 4.3 | 4.3 | 4.3 | 4.3 | 4.3 | 4.3 | 4.28 | 4.26 | 4.24 | 4.22 | 4.2 | 4.18 | 4.16 | 4.14 | 4.11 | 4.08 | 4.04 | 4.01 | 3.98 | 3.98 | 3.98 | 3.98 | 3.98 | 3.98 | 3.98 | 3.98 | 3.98 | 3.98 | 3.98 | 3.98 | 3.98
Variable Operation and Maintenance Expenses ($/MWh) | NG combined cycle 95% CCS (F-frame basis -> 2nd Gen Tech) | Moderate | Variable Operation and Maintenance Expenses ($/MWh) ¦ NG combined cycle 95% CCS (F-frame basis -> 2nd Gen Tech) ¦ Moderate | 4.3 | 4.3 | 4.3 | 4.3 | 4.3 | 4.3 | 4.29 | 4.28 | 4.27 | 4.26 | 4.25 | 4.24 | 4.23 | 4.22 | 4.2 | 4.19 | 4.17 | 4.15 | 4.14 | 4.14 | 4.14 | 4.14 | 4.14 | 4.14 | 4.14 | 4.14 | 4.14 | 4.14 | 4.14 | 4.14 | 4.14
Variable Operation and Maintenance Expenses ($/MWh) | NG Combined Cycle (F-Frame) 95% CCS | Conservative | Variable Operation and Maintenance Expenses ($/MWh) ¦ NG Combined Cycle (F-Frame) 95% CCS ¦ Conservative | 4.3 | 4.3 | 4.3 | 4.3 | 4.3 | 4.3 | 4.3 | 4.3 | 4.3 | 4.3 | 4.3 | 4.3 | 4.3 | 4.3 | 4.3 | 4.3 | 4.3 | 4.3 | 4.3 | 4.3 | 4.3 | 4.3 | 4.3 | 4.3 | 4.3 | 4.3 | 4.3 | 4.3 | 4.3 | 4.3 | 4.3
Variable Operation and Maintenance Expenses ($/MWh) | NG combined cycle 95% CCS (H-frame basis -> Transformational Tech) | Advanced | Variable Operation and Maintenance Expenses ($/MWh) ¦ NG combined cycle 95% CCS (H-frame basis -> Transformational Tech) ¦ Advanced | 4.09 | 4.09 | 4.09 | 4.09 | 4.09 | 4.09 | 4.08 | 4.07 | 4.07 | 4.06 | 4.05 | 4.05 | 4.04 | 4.03 | 4.02 | 4.01 | 4 | 3.99 | 3.98 | 3.98 | 3.98 | 3.98 | 3.98 | 3.98 | 3.98 | 3.98 | 3.98 | 3.98 | 3.98 | 3.98 | 3.98
Variable Operation and Maintenance Expenses ($/MWh) | NG combined cycle 95% CCS (H-frame basis -> 2nd Gen Tech) | Moderate | Variable Operation and Maintenance Expenses ($/MWh) ¦ NG combined cycle 95% CCS (H-frame basis -> 2nd Gen Tech) ¦ Moderate | 4.09 | 4.09 | 4.09 | 4.09 | 4.09 | 4.09 | 4.08 | 4.08 | 4.08 | 4.07 | 4.07 | 4.07 | 4.06 | 4.06 | 4.05 | 4.05 | 4.04 | 4.04 | 4.03 | 4.03 | 4.03 | 4.03 | 4.03 | 4.03 | 4.03 | 4.03 | 4.03 | 4.03 | 4.03 | 4.03 | 4.03
Variable Operation and Maintenance Expenses ($/MWh) | NG Combined Cycle (H-Frame) 95% CCS | Conservative | Variable Operation and Maintenance Expenses ($/MWh) ¦ NG Combined Cycle (H-Frame) 95% CCS ¦ Conservative | 4.09 | 4.09 | 4.09 | 4.09 | 4.09 | 4.09 | 4.09 | 4.09 | 4.09 | 4.09 | 4.09 | 4.09 | 4.09 | 4.09 | 4.09 | 4.09 | 4.09 | 4.09 | 4.09 | 4.09 | 4.09 | 4.09 | 4.09 | 4.09 | 4.09 | 4.09 | 4.09 | 4.09 | 4.09 | 4.09 | 4.09
Variable Operation and Maintenance Expenses ($/MWh) | NG combined cycle Max CCS (F-frame basis -> Transformational Tech) | Advanced | Variable Operation and Maintenance Expenses ($/MWh) ¦ NG combined cycle Max CCS (F-frame basis -> Transformational Tech) ¦ Advanced | 4.3 | 4.3 | 4.3 | 4.3 | 4.3 | 4.3 | 4.28 | 4.26 | 4.24 | 4.22 | 4.2 | 4.18 | 4.16 | 4.14 | 4.11 | 4.08 | 4.04 | 4.01 | 3.98 | 3.98 | 3.98 | 3.98 | 3.98 | 3.98 | 3.98 | 3.98 | 3.98 | 3.98 | 3.98 | 3.98 | 3.98
Variable Operation and Maintenance Expenses ($/MWh) | NG combined cycle Max CCS (F-frame basis -> 2nd Gen Tech) | Moderate | Variable Operation and Maintenance Expenses ($/MWh) ¦ NG combined cycle Max CCS (F-frame basis -> 2nd Gen Tech) ¦ Moderate | 4.3 | 4.3 | 4.3 | 4.3 | 4.3 | 4.3 | 4.29 | 4.28 | 4.27 | 4.26 | 4.25 | 4.24 | 4.23 | 4.22 | 4.2 | 4.19 | 4.17 | 4.15 | 4.14 | 4.14 | 4.14 | 4.14 | 4.14 | 4.14 | 4.14 | 4.14 | 4.14 | 4.14 | 4.14 | 4.14 | 4.14
Variable Operation and Maintenance Expenses ($/MWh) | NG Combined Cycle (F-Frame) Max CCS | Conservative | Variable Operation and Maintenance Expenses ($/MWh) ¦ NG Combined Cycle (F-Frame) Max CCS ¦ Conservative | 4.3 | 4.3 | 4.3 | 4.3 | 4.3 | 4.3 | 4.3 | 4.3 | 4.3 | 4.3 | 4.3 | 4.3 | 4.3 | 4.3 | 4.3 | 4.3 | 4.3 | 4.3 | 4.3 | 4.3 | 4.3 | 4.3 | 4.3 | 4.3 | 4.3 | 4.3 | 4.3 | 4.3 | 4.3 | 4.3 | 4.3
Variable Operation and Maintenance Expenses ($/MWh) | NG combined cycle Max CCS (H-frame basis -> Transformational Tech) | Advanced | Variable Operation and Maintenance Expenses ($/MWh) ¦ NG combined cycle Max CCS (H-frame basis -> Transformational Tech) ¦ Advanced | 4.09 | 4.09 | 4.09 | 4.09 | 4.09 | 4.09 | 4.08 | 4.07 | 4.07 | 4.06 | 4.05 | 4.05 | 4.04 | 4.03 | 4.02 | 4.01 | 4 | 3.99 | 3.98 | 3.98 | 3.98 | 3.98 | 3.98 | 3.98 | 3.98 | 3.98 | 3.98 | 3.98 | 3.98 | 3.98 | 3.98
Variable Operation and Maintenance Expenses ($/MWh) | NG combined cycle Max CCS (H-frame basis -> 2nd Gen Tech) | Moderate | Variable Operation and Maintenance Expenses ($/MWh) ¦ NG combined cycle Max CCS (H-frame basis -> 2nd Gen Tech) ¦ Moderate | 4.09 | 4.09 | 4.09 | 4.09 | 4.09 | 4.09 | 4.08 | 4.08 | 4.08 | 4.07 | 4.07 | 4.07 | 4.06 | 4.06 | 4.05 | 4.05 | 4.04 | 4.04 | 4.03 | 4.03 | 4.03 | 4.03 | 4.03 | 4.03 | 4.03 | 4.03 | 4.03 | 4.03 | 4.03 | 4.03 | 4.03
Variable Operation and Maintenance Expenses ($/MWh) | NG Combined Cycle (H-Frame) Max CCS | Conservative | Variable Operation and Maintenance Expenses ($/MWh) ¦ NG Combined Cycle (H-Frame) Max CCS ¦ Conservative | 4.09 | 4.09 | 4.09 | 4.09 | 4.09 | 4.09 | 4.09 | 4.09 | 4.09 | 4.09 | 4.09 | 4.09 | 4.09 | 4.09 | 4.09 | 4.09 | 4.09 | 4.09 | 4.09 | 4.09 | 4.09 | 4.09 | 4.09 | 4.09 | 4.09 | 4.09 | 4.09 | 4.09 | 4.09 | 4.09 | 4.09
Grid Connection Costs (GCC) ($/kW) | NG F-Frame CT | Advanced | Grid Connection Costs (GCC) ($/kW) ¦ NG F-Frame CT ¦ Advanced | 0 | 0 | 0 | 0 | 0 | 0 | 0 | 0 | 0 | 0 | 0 | 0 | 0 | 0 | 0 | 0 | 0 | 0 | 0 | 0 | 0 | 0 | 0 | 0 | 0 | 0 | 0 | 0 | 0 | 0 | 0
Grid Connection Costs (GCC) ($/kW) | NG F-Frame CT | Moderate | Grid Connection Costs (GCC) ($/kW) ¦ NG F-Frame CT ¦ Moderate | 0 | 0 | 0 | 0 | 0 | 0 | 0 | 0 | 0 | 0 | 0 | 0 | 0 | 0 | 0 | 0 | 0 | 0 | 0 | 0 | 0 | 0 | 0 | 0 | 0 | 0 | 0 | 0 | 0 | 0 | 0
Grid Connection Costs (GCC) ($/kW) | NG F-Frame CT | Conservative | Grid Connection Costs (GCC) ($/kW) ¦ NG F-Frame CT ¦ Conservative | 0 | 0 | 0 | 0 | 0 | 0 | 0 | 0 | 0 | 0 | 0 | 0 | 0 | 0 | 0 | 0 | 0 | 0 | 0 | 0 | 0 | 0 | 0 | 0 | 0 | 0 | 0 | 0 | 0 | 0 | 0
Grid Connection Costs (GCC) ($/kW) | NG F-Frame CC | Advanced | Grid Connection Costs (GCC) ($/kW) ¦ NG F-Frame CC ¦ Advanced | 0 | 0 | 0 | 0 | 0 | 0 | 0 | 0 | 0 | 0 | 0 | 0 | 0 | 0 | 0 | 0 | 0 | 0 | 0 | 0 | 0 | 0 | 0 | 0 | 0 | 0 | 0 | 0 | 0 | 0 | 0
Grid Connection Costs (GCC) ($/kW) | NG F-Frame CC | Moderate | Grid Connection Costs (GCC) ($/kW) ¦ NG F-Frame CC ¦ Moderate | 0 | 0 | 0 | 0 | 0 | 0 | 0 | 0 | 0 | 0 | 0 | 0 | 0 | 0 | 0 | 0 | 0 | 0 | 0 | 0 | 0 | 0 | 0 | 0 | 0 | 0 | 0 | 0 | 0 | 0 | 0
Grid Connection Costs (GCC) ($/kW) | NG F-Frame CC | Conservative | Grid Connection Costs (GCC) ($/kW) ¦ NG F-Frame CC ¦ Conservative | 0 | 0 | 0 | 0 | 0 | 0 | 0 | 0 | 0 | 0 | 0 | 0 | 0 | 0 | 0 | 0 | 0 | 0 | 0 | 0 | 0 | 0 | 0 | 0 | 0 | 0 | 0 | 0 | 0 | 0 | 0
Grid Connection Costs (GCC) ($/kW) | NG H-Frame CC | Advanced | Grid Connection Costs (GCC) ($/kW) ¦ NG H-Frame CC ¦ Advanced | 0 | 0 | 0 | 0 | 0 | 0 | 0 | 0 | 0 | 0 | 0 | 0 | 0 | 0 | 0 | 0 | 0 | 0 | 0 | 0 | 0 | 0 | 0 | 0 | 0 | 0 | 0 | 0 | 0 | 0 | 0
Grid Connection Costs (GCC) ($/kW) | NG H-Frame CC | Moderate | Grid Connection Costs (GCC) ($/kW) ¦ NG H-Frame CC ¦ Moderate | 0 | 0 | 0 | 0 | 0 | 0 | 0 | 0 | 0 | 0 | 0 | 0 | 0 | 0 | 0 | 0 | 0 | 0 | 0 | 0 | 0 | 0 | 0 | 0 | 0 | 0 | 0 | 0 | 0 | 0 | 0
Grid Connection Costs (GCC) ($/kW) | NG H-Frame CC | Conservative | Grid Connection Costs (GCC) ($/kW) ¦ NG H-Frame CC ¦ Conservative | 0 | 0 | 0 | 0 | 0 | 0 | 0 | 0 | 0 | 0 | 0 | 0 | 0 | 0 | 0 | 0 | 0 | 0 | 0 | 0 | 0 | 0 | 0 | 0 | 0 | 0 | 0 | 0 | 0 | 0 | 0
Grid Connection Costs (GCC) ($/kW) | NG combined cycle 95% CCS (F-frame basis -> Transformational Tech) | Advanced | Grid Connection Costs (GCC) ($/kW) ¦ NG combined cycle 95% CCS (F-frame basis -> Transformational Tech) ¦ Advanced | 0 | 0 | 0 | 0 | 0 | 0 | 0 | 0 | 0 | 0 | 0 | 0 | 0 | 0 | 0 | 0 | 0 | 0 | 0 | 0 | 0 | 0 | 0 | 0 | 0 | 0 | 0 | 0 | 0 | 0 | 0
Grid Connection Costs (GCC) ($/kW) | NG combined cycle 95% CCS (F-frame basis -> 2nd Gen Tech) | Moderate | Grid Connection Costs (GCC) ($/kW) ¦ NG combined cycle 95% CCS (F-frame basis -> 2nd Gen Tech) ¦ Moderate | 0 | 0 | 0 | 0 | 0 | 0 | 0 | 0 | 0 | 0 | 0 | 0 | 0 | 0 | 0 | 0 | 0 | 0 | 0 | 0 | 0 | 0 | 0 | 0 | 0 | 0 | 0 | 0 | 0 | 0 | 0
Grid Connection Costs (GCC) ($/kW) | NG Combined Cycle (F-Frame) 95% CCS | Conservative | Grid Connection Costs (GCC) ($/kW) ¦ NG Combined Cycle (F-Frame) 95% CCS ¦ Conservative | 0 | 0 | 0 | 0 | 0 | 0 | 0 | 0 | 0 | 0 | 0 | 0 | 0 | 0 | 0 | 0 | 0 | 0 | 0 | 0 | 0 | 0 | 0 | 0 | 0 | 0 | 0 | 0 | 0 | 0 | 0
Grid Connection Costs (GCC) ($/kW) | NG combined cycle 95% CCS (H-frame basis -> Transformational Tech) | Advanced | Grid Connection Costs (GCC) ($/kW) ¦ NG combined cycle 95% CCS (H-frame basis -> Transformational Tech) ¦ Advanced | 0 | 0 | 0 | 0 | 0 | 0 | 0 | 0 | 0 | 0 | 0 | 0 | 0 | 0 | 0 | 0 | 0 | 0 | 0 | 0 | 0 | 0 | 0 | 0 | 0 | 0 | 0 | 0 | 0 | 0 | 0
Grid Connection Costs (GCC) ($/kW) | NG combined cycle 95% CCS (H-frame basis -> 2nd Gen Tech) | Moderate | Grid Connection Costs (GCC) ($/kW) ¦ NG combined cycle 95% CCS (H-frame basis -> 2nd Gen Tech) ¦ Moderate | 0 | 0 | 0 | 0 | 0 | 0 | 0 | 0 | 0 | 0 | 0 | 0 | 0 | 0 | 0 | 0 | 0 | 0 | 0 | 0 | 0 | 0 | 0 | 0 | 0 | 0 | 0 | 0 | 0 | 0 | 0
Grid Connection Costs (GCC) ($/kW) | NG Combined Cycle (H-Frame) 95% CCS | Conservative | Grid Connection Costs (GCC) ($/kW) ¦ NG Combined Cycle (H-Frame) 95% CCS ¦ Conservative | 0 | 0 | 0 | 0 | 0 | 0 | 0 | 0 | 0 | 0 | 0 | 0 | 0 | 0 | 0 | 0 | 0 | 0 | 0 | 0 | 0 | 0 | 0 | 0 | 0 | 0 | 0 | 0 | 0 | 0 | 0
Grid Connection Costs (GCC) ($/kW) | NG combined cycle Max CCS (F-frame basis -> Transformational Tech) | Advanced | Grid Connection Costs (GCC) ($/kW) ¦ NG combined cycle Max CCS (F-frame basis -> Transformational Tech) ¦ Advanced | 0 | 0 | 0 | 0 | 0 | 0 | 0 | 0 | 0 | 0 | 0 | 0 | 0 | 0 | 0 | 0 | 0 | 0 | 0 | 0 | 0 | 0 | 0 | 0 | 0 | 0 | 0 | 0 | 0 | 0 | 0
Grid Connection Costs (GCC) ($/kW) | NG combined cycle Max CCS (F-frame basis -> 2nd Gen Tech) | Moderate | Grid Connection Costs (GCC) ($/kW) ¦ NG combined cycle Max CCS (F-frame basis -> 2nd Gen Tech) ¦ Moderate | 0 | 0 | 0 | 0 | 0 | 0 | 0 | 0 | 0 | 0 | 0 | 0 | 0 | 0 | 0 | 0 | 0 | 0 | 0 | 0 | 0 | 0 | 0 | 0 | 0 | 0 | 0 | 0 | 0 | 0 | 0
Grid Connection Costs (GCC) ($/kW) | NG Combined Cycle (F-Frame) Max CCS | Conservative | Grid Connection Costs (GCC) ($/kW) ¦ NG Combined Cycle (F-Frame) Max CCS ¦ Conservative | 0 | 0 | 0 | 0 | 0 | 0 | 0 | 0 | 0 | 0 | 0 | 0 | 0 | 0 | 0 | 0 | 0 | 0 | 0 | 0 | 0 | 0 | 0 | 0 | 0 | 0 | 0 | 0 | 0 | 0 | 0
Grid Connection Costs (GCC) ($/kW) | NG combined cycle Max CCS (H-frame basis -> Transformational Tech) | Advanced | Grid Connection Costs (GCC) ($/kW) ¦ NG combined cycle Max CCS (H-frame basis -> Transformational Tech) ¦ Advanced | 0 | 0 | 0 | 0 | 0 | 0 | 0 | 0 | 0 | 0 | 0 | 0 | 0 | 0 | 0 | 0 | 0 | 0 | 0 | 0 | 0 | 0 | 0 | 0 | 0 | 0 | 0 | 0 | 0 | 0 | 0
Grid Connection Costs (GCC) ($/kW) | NG combined cycle Max CCS (H-frame basis -> 2nd Gen Tech) | Moderate | Grid Connection Costs (GCC) ($/kW) ¦ NG combined cycle Max CCS (H-frame basis -> 2nd Gen Tech) ¦ Moderate | 0 | 0 | 0 | 0 | 0 | 0 | 0 | 0 | 0 | 0 | 0 | 0 | 0 | 0 | 0 | 0 | 0 | 0 | 0 | 0 | 0 | 0 | 0 | 0 | 0 | 0 | 0 | 0 | 0 | 0 | 0
Grid Connection Costs (GCC) ($/kW) | NG Combined Cycle (H-Frame) Max CCS | Conservative | Grid Connection Costs (GCC) ($/kW) ¦ NG Combined Cycle (H-Frame) Max CCS ¦ Conservative | 0 | 0 | 0 | 0 | 0 | 0 | 0 | 0 | 0 | 0 | 0 | 0 | 0 | 0 | 0 | 0 | 0 | 0 | 0 | 0 | 0 | 0 | 0 | 0 | 0 | 0 | 0 | 0 | 0 | 0 | 0

## Coal_FE
Key1 | Key2 | Key3 | KeyCombined | 2020 | 2021 | 2022 | 2023 | 2024 | 2025 | 2026 | 2027 | 2028 | 2029 | 2030 | 2031 | 2032 | 2033 | 2034 | 2035 | 2036 | 2037 | 2038 | 2039 | 2040 | 2041 | 2042 | 2043 | 2044 | 2045 | 2046 | 2047 | 2048 | 2049 | 2050
Assumptions | Inflation Rate | * | Assumptions ¦ Inflation Rate ¦ * | 0.025 | 0.025 | 0.025 | 0.025 | 0.025 | 0.025 | 0.025 | 0.025 | 0.025 | 0.025 | 0.025 | 0.025 | 0.025 | 0.025 | 0.025 | 0.025 | 0.025 | 0.025 | 0.025 | 0.025 | 0.025 | 0.025 | 0.025 | 0.025 | 0.025 | 0.025 | 0.025 | 0.025 | 0.025 | 0.025 | 0.025
Assumptions | Interest Rate Nominal | Advanced | Assumptions ¦ Interest Rate Nominal ¦ Advanced | 0.05 | 0.05 | 0.05 | 0.05 | 0.05 | 0.05 | 0.052 | 0.054 | 0.056 | 0.058 | 0.06 | 0.06 | 0.06 | 0.06 | 0.06 | 0.06 | 0.06 | 0.06 | 0.06 | 0.06 | 0.06 | 0.06 | 0.06 | 0.06 | 0.06 | 0.06 | 0.06 | 0.06 | 0.06 | 0.06 | 0.06
Assumptions | Interest Rate Nominal | Moderate | Assumptions ¦ Interest Rate Nominal ¦ Moderate | 0.05 | 0.05 | 0.05 | 0.05 | 0.05 | 0.05 | 0.052 | 0.054 | 0.056 | 0.058 | 0.06 | 0.06 | 0.06 | 0.06 | 0.06 | 0.06 | 0.06 | 0.06 | 0.06 | 0.06 | 0.06 | 0.06 | 0.06 | 0.06 | 0.06 | 0.06 | 0.06 | 0.06 | 0.06 | 0.06 | 0.06
Assumptions | Interest Rate Nominal | Conservative | Assumptions ¦ Interest Rate Nominal ¦ Conservative | 0.05 | 0.05 | 0.05 | 0.05 | 0.05 | 0.05 | 0.052 | 0.054 | 0.056 | 0.058 | 0.06 | 0.06 | 0.06 | 0.06 | 0.06 | 0.06 | 0.06 | 0.06 | 0.06 | 0.06 | 0.06 | 0.06 | 0.06 | 0.06 | 0.06 | 0.06 | 0.06 | 0.06 | 0.06 | 0.06 | 0.06
Assumptions | Calculated Interest Rate Real | Advanced | Assumptions ¦ Calculated Interest Rate Real ¦ Advanced | 0.02439 | 0.02439 | 0.02439 | 0.02439 | 0.02439 | 0.02439 | 0.026341 | 0.028293 | 0.030244 | 0.032195 | 0.034146 | 0.034146 | 0.034146 | 0.034146 | 0.034146 | 0.034146 | 0.034146 | 0.034146 | 0.034146 | 0.034146 | 0.034146 | 0.034146 | 0.034146 | 0.034146 | 0.034146 | 0.034146 | 0.034146 | 0.034146 | 0.034146 | 0.034146 | 0.034146
Assumptions | Calculated Interest Rate Real | Moderate | Assumptions ¦ Calculated Interest Rate Real ¦ Moderate | 0.02439 | 0.02439 | 0.02439 | 0.02439 | 0.02439 | 0.02439 | 0.026341 | 0.028293 | 0.030244 | 0.032195 | 0.034146 | 0.034146 | 0.034146 | 0.034146 | 0.034146 | 0.034146 | 0.034146 | 0.034146 | 0.034146 | 0.034146 | 0.034146 | 0.034146 | 0.034146 | 0.034146 | 0.034146 | 0.034146 | 0.034146 | 0.034146 | 0.034146 | 0.034146 | 0.034146
Assumptions | Calculated Interest Rate Real | Conservative | Assumptions ¦ Calculated Interest Rate Real ¦ Conservative | 0.02439 | 0.02439 | 0.02439 | 0.02439 | 0.02439 | 0.02439 | 0.026341 | 0.028293 | 0.030244 | 0.032195 | 0.034146 | 0.034146 | 0.034146 | 0.034146 | 0.034146 | 0.034146 | 0.034146 | 0.034146 | 0.034146 | 0.034146 | 0.034146 | 0.034146 | 0.034146 | 0.034146 | 0.034146 | 0.034146 | 0.034146 | 0.034146 | 0.034146 | 0.034146 | 0.034146
Assumptions | Interest During Construction - Nominal | * | Assumptions ¦ Interest During Construction - Nominal ¦ * | 0.05 | 0.05 | 0.05 | 0.05 | 0.05 | 0.05 | 0.05 | 0.05 | 0.05 | 0.05 | 0.05 | 0.05 | 0.05 | 0.05 | 0.05 | 0.05 | 0.05 | 0.05 | 0.05 | 0.05 | 0.05 | 0.05 | 0.05 | 0.05 | 0.05 | 0.05 | 0.05 | 0.05 | 0.05 | 0.05 | 0.05
Assumptions | Rate of Return on Equity Nominal | Advanced | Assumptions ¦ Rate of Return on Equity Nominal ¦ Advanced | 0.1 | 0.1 | 0.1 | 0.1 | 0.1 | 0.1 | 0.1 | 0.1 | 0.1 | 0.1 | 0.1 | 0.1 | 0.1 | 0.1 | 0.1 | 0.1 | 0.1 | 0.1 | 0.1 | 0.1 | 0.1 | 0.1 | 0.1 | 0.1 | 0.1 | 0.1 | 0.1 | 0.1 | 0.1 | 0.1 | 0.1
Assumptions | Rate of Return on Equity Nominal | Moderate | Assumptions ¦ Rate of Return on Equity Nominal ¦ Moderate | 0.1 | 0.1 | 0.1 | 0.1 | 0.1 | 0.1 | 0.1 | 0.1 | 0.1 | 0.1 | 0.1 | 0.1 | 0.1 | 0.1 | 0.1 | 0.1 | 0.1 | 0.1 | 0.1 | 0.1 | 0.1 | 0.1 | 0.1 | 0.1 | 0.1 | 0.1 | 0.1 | 0.1 | 0.1 | 0.1 | 0.1
Assumptions | Rate of Return on Equity Nominal | Conservative | Assumptions ¦ Rate of Return on Equity Nominal ¦ Conservative | 0.1 | 0.1 | 0.1 | 0.1 | 0.1 | 0.1 | 0.1 | 0.1 | 0.1 | 0.1 | 0.1 | 0.1 | 0.1 | 0.1 | 0.1 | 0.1 | 0.1 | 0.1 | 0.1 | 0.1 | 0.1 | 0.1 | 0.1 | 0.1 | 0.1 | 0.1 | 0.1 | 0.1 | 0.1 | 0.1 | 0.1
Assumptions | Calculated Rate of Return on Equity Real | Advanced | Assumptions ¦ Calculated Rate of Return on Equity Real ¦ Advanced | 0.073171 | 0.073171 | 0.073171 | 0.073171 | 0.073171 | 0.073171 | 0.073171 | 0.073171 | 0.073171 | 0.073171 | 0.073171 | 0.073171 | 0.073171 | 0.073171 | 0.073171 | 0.073171 | 0.073171 | 0.073171 | 0.073171 | 0.073171 | 0.073171 | 0.073171 | 0.073171 | 0.073171 | 0.073171 | 0.073171 | 0.073171 | 0.073171 | 0.073171 | 0.073171 | 0.073171
Assumptions | Calculated Rate of Return on Equity Real | Moderate | Assumptions ¦ Calculated Rate of Return on Equity Real ¦ Moderate | 0.073171 | 0.073171 | 0.073171 | 0.073171 | 0.073171 | 0.073171 | 0.073171 | 0.073171 | 0.073171 | 0.073171 | 0.073171 | 0.073171 | 0.073171 | 0.073171 | 0.073171 | 0.073171 | 0.073171 | 0.073171 | 0.073171 | 0.073171 | 0.073171 | 0.073171 | 0.073171 | 0.073171 | 0.073171 | 0.073171 | 0.073171 | 0.073171 | 0.073171 | 0.073171 | 0.073171
Assumptions | Calculated Rate of Return on Equity Real | Conservative | Assumptions ¦ Calculated Rate of Return on Equity Real ¦ Conservative | 0.073171 | 0.073171 | 0.073171 | 0.073171 | 0.073171 | 0.073171 | 0.073171 | 0.073171 | 0.073171 | 0.073171 | 0.073171 | 0.073171 | 0.073171 | 0.073171 | 0.073171 | 0.073171 | 0.073171 | 0.073171 | 0.073171 | 0.073171 | 0.073171 | 0.073171 | 0.073171 | 0.073171 | 0.073171 | 0.073171 | 0.073171 | 0.073171 | 0.073171 | 0.073171 | 0.073171
Assumptions | Debt Fraction | Advanced | Assumptions ¦ Debt Fraction ¦ Advanced | 0.55 | 0.55 | 0.55 | 0.55 | 0.55 | 0.55 | 0.552 | 0.554 | 0.556 | 0.558 | 0.73494 | 0.73494 | 0.73494 | 0.73494 | 0.73494 | 0.73494 | 0.73494 | 0.73494 | 0.73494 | 0.73494 | 0.73494 | 0.73494 | 0.73494 | 0.73494 | 0.73494 | 0.73494 | 0.73494 | 0.73494 | 0.73494 | 0.73494 | 0.73494
Assumptions | Debt Fraction | Moderate | Assumptions ¦ Debt Fraction ¦ Moderate | 0.55 | 0.55 | 0.55 | 0.55 | 0.55 | 0.58082 | 0.61165 | 0.64247 | 0.67329 | 0.70412 | 0.73494 | 0.73494 | 0.73494 | 0.73494 | 0.73494 | 0.73494 | 0.73494 | 0.73494 | 0.73494 | 0.73494 | 0.73494 | 0.73494 | 0.73494 | 0.73494 | 0.73494 | 0.73494 | 0.73494 | 0.73494 | 0.73494 | 0.73494 | 0.73494
Assumptions | Debt Fraction | Conservative | Assumptions ¦ Debt Fraction ¦ Conservative | 0.55 | 0.55 | 0.55 | 0.55 | 0.55 | 0.58082 | 0.61165 | 0.64247 | 0.67329 | 0.70412 | 0.73494 | 0.73494 | 0.73494 | 0.73494 | 0.73494 | 0.73494 | 0.73494 | 0.73494 | 0.73494 | 0.73494 | 0.73494 | 0.73494 | 0.73494 | 0.73494 | 0.73494 | 0.73494 | 0.73494 | 0.73494 | 0.73494 | 0.73494 | 0.73494
Assumptions | Tax Rate (Federal and State) | * | Assumptions ¦ Tax Rate (Federal and State) ¦ * | 0.2574 | 0.2574 | 0.2574 | 0.2574 | 0.2574 | 0.2574 | 0.2574 | 0.2574 | 0.2574 | 0.2574 | 0.2574 | 0.2574 | 0.2574 | 0.2574 | 0.2574 | 0.2574 | 0.2574 | 0.2574 | 0.2574 | 0.2574 | 0.2574 | 0.2574 | 0.2574 | 0.2574 | 0.2574 | 0.2574 | 0.2574 | 0.2574 | 0.2574 | 0.2574 | 0.2574
Assumptions | WACC Nominal | Advanced | Assumptions ¦ WACC Nominal ¦ Advanced | 0.065421 | 0.065421 | 0.065421 | 0.065421 | 0.065421 | 0.065421 | 0.066116 | 0.066816 | 0.067522 | 0.068234 | 0.059252 | 0.059252 | 0.059252 | 0.059252 | 0.059252 | 0.059252 | 0.059252 | 0.059252 | 0.059252 | 0.059252 | 0.059252 | 0.059252 | 0.059252 | 0.059252 | 0.059252 | 0.059252 | 0.059252 | 0.059252 | 0.059252 | 0.059252 | 0.059252
Assumptions | WACC Nominal | Moderate | Assumptions ¦ WACC Nominal ¦ Moderate | 0.065421 | 0.065421 | 0.065421 | 0.065421 | 0.065421 | 0.063484 | 0.062454 | 0.061516 | 0.06067 | 0.059915 | 0.059252 | 0.059252 | 0.059252 | 0.059252 | 0.059252 | 0.059252 | 0.059252 | 0.059252 | 0.059252 | 0.059252 | 0.059252 | 0.059252 | 0.059252 | 0.059252 | 0.059252 | 0.059252 | 0.059252 | 0.059252 | 0.059252 | 0.059252 | 0.059252
Assumptions | WACC Nominal | Conservative | Assumptions ¦ WACC Nominal ¦ Conservative | 0.065421 | 0.065421 | 0.065421 | 0.065421 | 0.065421 | 0.063484 | 0.062454 | 0.061516 | 0.06067 | 0.059915 | 0.059252 | 0.059252 | 0.059252 | 0.059252 | 0.059252 | 0.059252 | 0.059252 | 0.059252 | 0.059252 | 0.059252 | 0.059252 | 0.059252 | 0.059252 | 0.059252 | 0.059252 | 0.059252 | 0.059252 | 0.059252 | 0.059252 | 0.059252 | 0.059252
Assumptions | WACC Real | Advanced | Assumptions ¦ WACC Real ¦ Advanced | 0.039436 | 0.039436 | 0.039436 | 0.039436 | 0.039436 | 0.039436 | 0.040113 | 0.040796 | 0.041484 | 0.042179 | 0.033417 | 0.033417 | 0.033417 | 0.033417 | 0.033417 | 0.033417 | 0.033417 | 0.033417 | 0.033417 | 0.033417 | 0.033417 | 0.033417 | 0.033417 | 0.033417 | 0.033417 | 0.033417 | 0.033417 | 0.033417 | 0.033417 | 0.033417 | 0.033417
Assumptions | WACC Real | Moderate | Assumptions ¦ WACC Real ¦ Moderate | 0.039436 | 0.039436 | 0.039436 | 0.039436 | 0.039436 | 0.037545 | 0.036541 | 0.035626 | 0.0348 | 0.034064 | 0.033417 | 0.033417 | 0.033417 | 0.033417 | 0.033417 | 0.033417 | 0.033417 | 0.033417 | 0.033417 | 0.033417 | 0.033417 | 0.033417 | 0.033417 | 0.033417 | 0.033417 | 0.033417 | 0.033417 | 0.033417 | 0.033417 | 0.033417 | 0.033417
Assumptions | WACC Real | Conservative | Assumptions ¦ WACC Real ¦ Conservative | 0.039436 | 0.039436 | 0.039436 | 0.039436 | 0.039436 | 0.037545 | 0.036541 | 0.035626 | 0.0348 | 0.034064 | 0.033417 | 0.033417 | 0.033417 | 0.033417 | 0.033417 | 0.033417 | 0.033417 | 0.033417 | 0.033417 | 0.033417 | 0.033417 | 0.033417 | 0.033417 | 0.033417 | 0.033417 | 0.033417 | 0.033417 | 0.033417 | 0.033417 | 0.033417 | 0.033417
Heat Rate (MMBtu/MWh) | Coal-new -> Transformational Tech | Advanced | Heat Rate (MMBtu/MWh) ¦ Coal-new -> Transformational Tech ¦ Advanced | 8.489 | 8.489 | 8.489 | 8.489 | 8.489 | 8.489 | 8.315 | 8.142 | 7.968 | 7.794 | 7.621 | 7.447 | 7.274 | 7.1 | 7.1 | 7.1 | 7.1 | 7.1 | 7.1 | 7.1 | 7.1 | 7.1 | 7.1 | 7.1 | 7.1 | 7.1 | 7.1 | 7.1 | 7.1 | 7.1 | 7.1
Heat Rate (MMBtu/MWh) | Coal-new -> 2nd Gen Tech | Moderate | Heat Rate (MMBtu/MWh) ¦ Coal-new -> 2nd Gen Tech ¦ Moderate | 8.489 | 8.489 | 8.489 | 8.489 | 8.489 | 8.489 | 8.402 | 8.315 | 8.229 | 8.142 | 8.055 | 7.968 | 7.881 | 7.794 | 7.794 | 7.794 | 7.794 | 7.794 | 7.794 | 7.794 | 7.794 | 7.794 | 7.794 | 7.794 | 7.794 | 7.794 | 7.794 | 7.794 | 7.794 | 7.794 | 7.794
Heat Rate (MMBtu/MWh) | Coal-new | Conservative | Heat Rate (MMBtu/MWh) ¦ Coal-new ¦ Conservative | 8.489 | 8.489 | 8.489 | 8.489 | 8.489 | 8.489 | 8.489 | 8.489 | 8.489 | 8.489 | 8.489 | 8.489 | 8.489 | 8.489 | 8.489 | 8.489 | 8.489 | 8.489 | 8.489 | 8.489 | 8.489 | 8.489 | 8.489 | 8.489 | 8.489 | 8.489 | 8.489 | 8.489 | 8.489 | 8.489 | 8.489
Heat Rate (MMBtu/MWh) | Coal-CCS-95% -> Transformational Tech | Advanced | Heat Rate (MMBtu/MWh) ¦ Coal-CCS-95% -> Transformational Tech ¦ Advanced | 10.938 | 10.938 | 10.938 | 10.938 | 10.938 | 10.938 | 10.691 | 10.444 | 10.196 | 9.949 | 9.702 | 9.455 | 9.207 | 8.96 | 8.82 | 8.68 | 8.54 | 8.4 | 8.26 | 8.26 | 8.26 | 8.26 | 8.26 | 8.26 | 8.26 | 8.26 | 8.26 | 8.26 | 8.26 | 8.26 | 8.26
Heat Rate (MMBtu/MWh) | Coal-CCS-95% -> 2nd Gen Tech | Moderate | Heat Rate (MMBtu/MWh) ¦ Coal-CCS-95% -> 2nd Gen Tech ¦ Moderate | 10.938 | 10.938 | 10.938 | 10.938 | 10.938 | 10.938 | 10.814 | 10.691 | 10.567 | 10.444 | 10.32 | 10.196 | 10.073 | 9.949 | 9.879 | 9.809 | 9.739 | 9.669 | 9.599 | 9.599 | 9.599 | 9.599 | 9.599 | 9.599 | 9.599 | 9.599 | 9.599 | 9.599 | 9.599 | 9.599 | 9.599
Heat Rate (MMBtu/MWh) | Coal-CCS-95% | Conservative | Heat Rate (MMBtu/MWh) ¦ Coal-CCS-95% ¦ Conservative | 10.938 | 10.938 | 10.938 | 10.938 | 10.938 | 10.938 | 10.938 | 10.938 | 10.938 | 10.938 | 10.938 | 10.938 | 10.938 | 10.938 | 10.938 | 10.938 | 10.938 | 10.938 | 10.938 | 10.938 | 10.938 | 10.938 | 10.938 | 10.938 | 10.938 | 10.938 | 10.938 | 10.938 | 10.938 | 10.938 | 10.938
Heat Rate (MMBtu/MWh) | Coal-Max-CCS -> Transformational Tech | Advanced | Heat Rate (MMBtu/MWh) ¦ Coal-Max-CCS -> Transformational Tech ¦ Advanced | 11.116 | 11.116 | 11.116 | 11.116 | 11.116 | 11.116 | 10.869 | 10.622 | 10.374 | 10.127 | 9.88 | 9.633 | 9.385 | 9.138 | 8.998 | 8.858 | 8.718 | 8.578 | 8.438 | 8.438 | 8.438 | 8.438 | 8.438 | 8.438 | 8.438 | 8.438 | 8.438 | 8.438 | 8.438 | 8.438 | 8.438
Heat Rate (MMBtu/MWh) | Coal-Max-CCS -> 2nd Gen Tech | Moderate | Heat Rate (MMBtu/MWh) ¦ Coal-Max-CCS -> 2nd Gen Tech ¦ Moderate | 11.116 | 11.116 | 11.116 | 11.116 | 11.116 | 11.116 | 10.992 | 10.869 | 10.745 | 10.622 | 10.498 | 10.374 | 10.251 | 10.127 | 10.057 | 9.987 | 9.917 | 9.847 | 9.777 | 9.777 | 9.777 | 9.777 | 9.777 | 9.777 | 9.777 | 9.777 | 9.777 | 9.777 | 9.777 | 9.777 | 9.777
Heat Rate (MMBtu/MWh) | Coal-Max-CCS | Conservative | Heat Rate (MMBtu/MWh) ¦ Coal-Max-CCS ¦ Conservative | 11.116 | 11.116 | 11.116 | 11.116 | 11.116 | 11.116 | 11.116 | 11.116 | 11.116 | 11.116 | 11.116 | 11.116 | 11.116 | 11.116 | 11.116 | 11.116 | 11.116 | 11.116 | 11.116 | 11.116 | 11.116 | 11.116 | 11.116 | 11.116 | 11.116 | 11.116 | 11.116 | 11.116 | 11.116 | 11.116 | 11.116
Heat Rate (MMBtu/MWh) | Coal-IGCC | Advanced | Heat Rate (MMBtu/MWh) ¦ Coal-IGCC ¦ Advanced | 8.308 | 8.207 | 8.106 | 8.006 | 7.905 | 7.804 | 7.704 | 7.603 | 7.502 | 7.402 | 7.301 | 7.2 | 7.2 | 7.2 | 7.2 | 7.2 | 7.2 | 7.2 | 7.2 | 7.2 | 7.2 | 7.2 | 7.2 | 7.2 | 7.2 | 7.2 | 7.2 | 7.2 | 7.2 | 7.2 | 7.2
Heat Rate (MMBtu/MWh) | Coal-IGCC | Moderate | Heat Rate (MMBtu/MWh) ¦ Coal-IGCC ¦ Moderate | 8.308 | 8.207 | 8.106 | 8.006 | 7.905 | 7.804 | 7.704 | 7.603 | 7.502 | 7.402 | 7.301 | 7.2 | 7.2 | 7.2 | 7.2 | 7.2 | 7.2 | 7.2 | 7.2 | 7.2 | 7.2 | 7.2 | 7.2 | 7.2 | 7.2 | 7.2 | 7.2 | 7.2 | 7.2 | 7.2 | 7.2
Heat Rate (MMBtu/MWh) | Coal-IGCC | Conservative | Heat Rate (MMBtu/MWh) ¦ Coal-IGCC ¦ Conservative | 8.308 | 8.207 | 8.106 | 8.006 | 7.905 | 7.804 | 7.704 | 7.603 | 7.502 | 7.402 | 7.301 | 7.2 | 7.2 | 7.2 | 7.2 | 7.2 | 7.2 | 7.2 | 7.2 | 7.2 | 7.2 | 7.2 | 7.2 | 7.2 | 7.2 | 7.2 | 7.2 | 7.2 | 7.2 | 7.2 | 7.2
CAPEX ($/kW) | Coal-new -> Transformational Tech | Advanced | CAPEX ($/kW) ¦ Coal-new -> Transformational Tech ¦ Advanced | 3074.9414 | 3065.3622 | 3056.9803 | 3047.4011 | 3027.0452 | 2992.3203 | 2958.7929 | 2909.6993 | 2860.6056 | 2812.7093 | 2762.4182 | 2710.9297 | 2663.0334 | 2610.3475 | 2588.7942 | 2570.833 | 2552.8719 | 2533.7134 | 2515.7523 | 2497.7912 | 2482.2249 | 2464.2638 | 2443.9079 | 2427.1442 | 2410.3805 | 2394.8142 | 2379.2479 | 2362.4842 | 2344.5231 | 2325.3646 | 2307.4035
CAPEX ($/kW) | Coal-new -> 2nd Gen Tech | Moderate | CAPEX ($/kW) ¦ Coal-new -> 2nd Gen Tech ¦ Moderate | 3074.9414 | 3065.3622 | 3056.9803 | 3047.4011 | 3027.0452 | 3009.084 | 2992.3203 | 2959.9904 | 2928.8578 | 2896.5278 | 2863.0004 | 2827.0782 | 2794.7482 | 2756.4311 | 2734.8778 | 2715.7193 | 2696.5608 | 2676.2049 | 2657.0464 | 2639.0853 | 2622.3216 | 2603.163 | 2581.6097 | 2563.6486 | 2546.8849 | 2528.9238 | 2513.3575 | 2495.3964 | 2476.2379 | 2455.882 | 2436.7235
CAPEX ($/kW) | Coal-new | Conservative | CAPEX ($/kW) ¦ Coal-new ¦ Conservative | 3074.9414 | 3065.3622 | 3056.9803 | 3047.4011 | 3027.0452 | 3027.0452 | 3027.0452 | 3011.4789 | 2995.9126 | 2980.3463 | 2962.3852 | 2943.2267 | 2926.463 | 2903.7122 | 2880.9615 | 2860.6056 | 2841.4471 | 2818.6963 | 2799.5378 | 2780.3793 | 2761.2208 | 2742.0623 | 2719.3115 | 2701.3504 | 2682.1919 | 2664.2308 | 2647.4671 | 2628.3086 | 2607.9527 | 2587.5967 | 2567.2408
CAPEX ($/kW) | Coal-CCS-95% -> Transformational Tech | Advanced | CAPEX ($/kW) ¦ Coal-CCS-95% -> Transformational Tech ¦ Advanced | 5130.8894 | 5130.8894 | 4787.2336 | 4750.114 | 4714.1918 | 4616.0044 | 4520.2118 | 4424.4192 | 4329.8241 | 4235.2289 | 4143.0286 | 4050.8282 | 3959.8253 | 3870.0198 | 3723.9361 | 3580.2472 | 3438.9532 | 3297.6592 | 3159.9573 | 3132.417 | 3104.8766 | 3077.3363 | 3049.7959 | 3023.4529 | 2995.9126 | 2968.3722 | 2940.8318 | 2913.2915 | 2885.7511 | 2858.2108 | 2830.6704
CAPEX ($/kW) | Coal-CCS-95% -> 2nd Gen Tech | Moderate | CAPEX ($/kW) ¦ Coal-CCS-95% -> 2nd Gen Tech ¦ Moderate | 5130.8894 | 5130.8894 | 4787.2336 | 4750.114 | 4714.1918 | 4647.137 | 4580.0822 | 4514.2248 | 4448.3674 | 4383.7074 | 4319.0474 | 4254.3874 | 4190.9249 | 4128.6597 | 4036.4593 | 3946.6538 | 3858.0457 | 3769.4376 | 3682.0268 | 3649.6968 | 3618.5643 | 3586.2343 | 3553.9043 | 3522.7717 | 3490.4417 | 3458.1117 | 3426.9791 | 3394.6491 | 3362.3191 | 3331.1866 | 3298.8566
CAPEX ($/kW) | Coal-CCS-95% | Conservative | CAPEX ($/kW) ¦ Coal-CCS-95% ¦ Conservative | 5130.8894 | 5130.8894 | 4787.2336 | 4750.114 | 4714.1918 | 4677.0721 | 4641.1499 | 4605.2277 | 4568.1081 | 4532.1859 | 4495.0663 | 4459.144 | 4422.0244 | 4386.1022 | 4348.9826 | 4313.0604 | 4277.1382 | 4240.0185 | 4204.0963 | 4166.9767 | 4131.0545 | 4093.9349 | 4058.0127 | 4020.893 | 3984.9708 | 3949.0486 | 3911.929 | 3876.0068 | 3838.8872 | 3802.965 | 3765.8453
CAPEX ($/kW) | Coal-Max-CCS -> Transformational Tech | Advanced | CAPEX ($/kW) ¦ Coal-Max-CCS -> Transformational Tech ¦ Advanced | 5250.6301 | 5250.6301 | 4897.395 | 4860.2754 | 4823.1558 | 4724.9684 | 4627.9784 | 4530.9885 | 4435.1959 | 4340.6007 | 4247.203 | 4155.0026 | 4062.8023 | 3971.7994 | 3825.7157 | 3680.8294 | 3537.1406 | 3397.0439 | 3256.9473 | 3229.407 | 3200.6692 | 3173.1288 | 3144.391 | 3116.8507 | 3088.1129 | 3059.3751 | 3031.8348 | 3003.097 | 2975.5566 | 2946.8189 | 2918.0811
CAPEX ($/kW) | Coal-Max-CCS -> 2nd Gen Tech | Moderate | CAPEX ($/kW) ¦ Coal-Max-CCS -> 2nd Gen Tech ¦ Moderate | 5250.6301 | 5250.6301 | 4897.395 | 4860.2754 | 4823.1558 | 4756.101 | 4687.8488 | 4620.794 | 4554.9366 | 4489.0792 | 4423.2218 | 4358.5619 | 4293.9019 | 4230.4393 | 4138.2389 | 4047.236 | 3956.2331 | 3867.6249 | 3779.0168 | 3746.6868 | 3714.3568 | 3680.8294 | 3648.4994 | 3614.972 | 3582.642 | 3550.3121 | 3516.7847 | 3484.4547 | 3452.1247 | 3418.5973 | 3386.2673
CAPEX ($/kW) | Coal-Max-CCS | Conservative | CAPEX ($/kW) ¦ Coal-Max-CCS ¦ Conservative | 5250.6301 | 5250.6301 | 4897.395 | 4860.2754 | 4823.1558 | 4786.0362 | 4748.9166 | 4711.7969 | 4674.6773 | 4636.3603 | 4599.2407 | 4562.1211 | 4525.0014 | 4487.8818 | 4450.7622 | 4413.6426 | 4375.3255 | 4338.2059 | 4301.0863 | 4263.9667 | 4226.8471 | 4189.7274 | 4152.6078 | 4114.2908 | 4077.1712 | 4040.0516 | 4002.9319 | 3965.8123 | 3928.6927 | 3891.5731 | 3853.2561
CAPEX ($/kW) | Coal-IGCC | Advanced | CAPEX ($/kW) ¦ Coal-IGCC ¦ Advanced | 5327.2642 | 5327.2642 | 5232.669 | 5184.7728 | 5093.7698 | 5045.8735 | 5018.3332 | 4990.7928 | 4962.055 | 4936.9095 | 4902.1847 | 4879.4339 | 4859.078 | 4832.7351 | 4811.1817 | 4790.8258 | 4768.0751 | 4744.1269 | 4723.771 | 4708.2047 | 4690.2436 | 4672.2825 | 4659.111 | 4636.3603 | 4625.5836 | 4604.0303 | 4592.0562 | 4571.7003 | 4556.134 | 4539.3703 | 4522.6066
CAPEX ($/kW) | Coal-IGCC | Moderate | CAPEX ($/kW) ¦ Coal-IGCC ¦ Moderate | 5327.2642 | 5280.5653 | 5232.669 | 5184.7728 | 5093.7698 | 5045.8735 | 5018.3332 | 4990.7928 | 4962.055 | 4936.9095 | 4902.1847 | 4879.4339 | 4859.078 | 4832.7351 | 4811.1817 | 4790.8258 | 4768.0751 | 4744.1269 | 4723.771 | 4708.2047 | 4690.2436 | 4672.2825 | 4659.111 | 4636.3603 | 4625.5836 | 4604.0303 | 4592.0562 | 4571.7003 | 4556.134 | 4539.3703 | 4522.6066
CAPEX ($/kW) | Coal-IGCC | Conservative | CAPEX ($/kW) ¦ Coal-IGCC ¦ Conservative | 5327.2642 | 5280.5653 | 5232.669 | 5184.7728 | 5093.7698 | 5045.8735 | 5018.3332 | 4990.7928 | 4962.055 | 4936.9095 | 4902.1847 | 4879.4339 | 4859.078 | 4832.7351 | 4811.1817 | 4790.8258 | 4768.0751 | 4744.1269 | 4723.771 | 4708.2047 | 4690.2436 | 4672.2825 | 4659.111 | 4636.3603 | 4625.5836 | 4604.0303 | 4592.0562 | 4571.7003 | 4556.134 | 4539.3703 | 4522.6066
Construction Financing Cost ($/kW) | Coal-new -> Transformational Tech | Advanced | Construction Financing Cost ($/kW) ¦ Coal-new -> Transformational Tech ¦ Advanced | 506.9414 | 505.3622 | 503.9803 | 502.4011 | 499.0452 | 493.3203 | 487.7929 | 479.6993 | 471.6056 | 463.7093 | 455.4182 | 446.9297 | 439.0334 | 430.3475 | 426.7942 | 423.833 | 420.8719 | 417.7134 | 414.7523 | 411.7912 | 409.2249 | 406.2638 | 402.9079 | 400.1442 | 397.3805 | 394.8142 | 392.2479 | 389.4842 | 386.5231 | 383.3646 | 380.4035
Construction Financing Cost ($/kW) | Coal-new -> 2nd Gen Tech | Moderate | Construction Financing Cost ($/kW) ¦ Coal-new -> 2nd Gen Tech ¦ Moderate | 506.9414 | 505.3622 | 503.9803 | 502.4011 | 499.0452 | 496.084 | 493.3203 | 487.9904 | 482.8578 | 477.5278 | 472.0004 | 466.0782 | 460.7482 | 454.4311 | 450.8778 | 447.7193 | 444.5608 | 441.2049 | 438.0464 | 435.0853 | 432.3216 | 429.163 | 425.6097 | 422.6486 | 419.8849 | 416.9238 | 414.3575 | 411.3964 | 408.2379 | 404.882 | 401.7235
Construction Financing Cost ($/kW) | Coal-new | Conservative | Construction Financing Cost ($/kW) ¦ Coal-new ¦ Conservative | 506.9414 | 505.3622 | 503.9803 | 502.4011 | 499.0452 | 499.0452 | 499.0452 | 496.4789 | 493.9126 | 491.3463 | 488.3852 | 485.2267 | 482.463 | 478.7122 | 474.9615 | 471.6056 | 468.4471 | 464.6963 | 461.5378 | 458.3793 | 455.2208 | 452.0623 | 448.3115 | 445.3504 | 442.1919 | 439.2308 | 436.4671 | 433.3086 | 429.9527 | 426.5967 | 423.2408
Construction Financing Cost ($/kW) | Coal-CCS-95% -> Transformational Tech | Advanced | Construction Financing Cost ($/kW) ¦ Coal-CCS-95% -> Transformational Tech ¦ Advanced | 845.8894 | 845.8894 | 789.2336 | 783.114 | 777.1918 | 761.0044 | 745.2118 | 729.4192 | 713.8241 | 698.2289 | 683.0286 | 667.8282 | 652.8253 | 638.0198 | 613.9361 | 590.2472 | 566.9532 | 543.6592 | 520.9573 | 516.417 | 511.8766 | 507.3363 | 502.7959 | 498.4529 | 493.9126 | 489.3722 | 484.8318 | 480.2915 | 475.7511 | 471.2108 | 466.6704
Construction Financing Cost ($/kW) | Coal-CCS-95% -> 2nd Gen Tech | Moderate | Construction Financing Cost ($/kW) ¦ Coal-CCS-95% -> 2nd Gen Tech ¦ Moderate | 845.8894 | 845.8894 | 789.2336 | 783.114 | 777.1918 | 766.137 | 755.0822 | 744.2248 | 733.3674 | 722.7074 | 712.0474 | 701.3874 | 690.9249 | 680.6597 | 665.4593 | 650.6538 | 636.0457 | 621.4376 | 607.0268 | 601.6968 | 596.5643 | 591.2343 | 585.9043 | 580.7717 | 575.4417 | 570.1117 | 564.9791 | 559.6491 | 554.3191 | 549.1866 | 543.8566
Construction Financing Cost ($/kW) | Coal-CCS-95% | Conservative | Construction Financing Cost ($/kW) ¦ Coal-CCS-95% ¦ Conservative | 845.8894 | 845.8894 | 789.2336 | 783.114 | 777.1918 | 771.0721 | 765.1499 | 759.2277 | 753.1081 | 747.1859 | 741.0663 | 735.144 | 729.0244 | 723.1022 | 716.9826 | 711.0604 | 705.1382 | 699.0185 | 693.0963 | 686.9767 | 681.0545 | 674.9349 | 669.0127 | 662.893 | 656.9708 | 651.0486 | 644.929 | 639.0068 | 632.8872 | 626.965 | 620.8453
Construction Financing Cost ($/kW) | Coal-Max-CCS -> Transformational Tech | Advanced | Construction Financing Cost ($/kW) ¦ Coal-Max-CCS -> Transformational Tech ¦ Advanced | 865.6301 | 865.6301 | 807.395 | 801.2754 | 795.1558 | 778.9684 | 762.9784 | 746.9885 | 731.1959 | 715.6007 | 700.203 | 685.0026 | 669.8023 | 654.7994 | 630.7157 | 606.8294 | 583.1406 | 560.0439 | 536.9473 | 532.407 | 527.6692 | 523.1288 | 518.391 | 513.8507 | 509.1129 | 504.3751 | 499.8348 | 495.097 | 490.5566 | 485.8189 | 481.0811
Construction Financing Cost ($/kW) | Coal-Max-CCS -> 2nd Gen Tech | Moderate | Construction Financing Cost ($/kW) ¦ Coal-Max-CCS -> 2nd Gen Tech ¦ Moderate | 865.6301 | 865.6301 | 807.395 | 801.2754 | 795.1558 | 784.101 | 772.8488 | 761.794 | 750.9366 | 740.0792 | 729.2218 | 718.5619 | 707.9019 | 697.4393 | 682.2389 | 667.236 | 652.2331 | 637.6249 | 623.0168 | 617.6868 | 612.3568 | 606.8294 | 601.4994 | 595.972 | 590.642 | 585.3121 | 579.7847 | 574.4547 | 569.1247 | 563.5973 | 558.2673
Construction Financing Cost ($/kW) | Coal-Max-CCS | Conservative | Construction Financing Cost ($/kW) ¦ Coal-Max-CCS ¦ Conservative | 865.6301 | 865.6301 | 807.395 | 801.2754 | 795.1558 | 789.0362 | 782.9166 | 776.7969 | 770.6773 | 764.3603 | 758.2407 | 752.1211 | 746.0014 | 739.8818 | 733.7622 | 727.6426 | 721.3255 | 715.2059 | 709.0863 | 702.9667 | 696.8471 | 690.7274 | 684.6078 | 678.2908 | 672.1712 | 666.0516 | 659.9319 | 653.8123 | 647.6927 | 641.5731 | 635.2561
Construction Financing Cost ($/kW) | Coal-IGCC | Advanced | Construction Financing Cost ($/kW) ¦ Coal-IGCC ¦ Advanced | 878.2642 | 878.2642 | 862.669 | 854.7728 | 839.7698 | 831.8735 | 827.3332 | 822.7928 | 818.055 | 813.9095 | 808.1847 | 804.4339 | 801.078 | 796.7351 | 793.1817 | 789.8258 | 786.0751 | 782.1269 | 778.771 | 776.2047 | 773.2436 | 770.2825 | 768.111 | 764.3603 | 762.5836 | 759.0303 | 757.0562 | 753.7003 | 751.134 | 748.3703 | 745.6066
Construction Financing Cost ($/kW) | Coal-IGCC | Moderate | Construction Financing Cost ($/kW) ¦ Coal-IGCC ¦ Moderate | 878.2642 | 870.5653 | 862.669 | 854.7728 | 839.7698 | 831.8735 | 827.3332 | 822.7928 | 818.055 | 813.9095 | 808.1847 | 804.4339 | 801.078 | 796.7351 | 793.1817 | 789.8258 | 786.0751 | 782.1269 | 778.771 | 776.2047 | 773.2436 | 770.2825 | 768.111 | 764.3603 | 762.5836 | 759.0303 | 757.0562 | 753.7003 | 751.134 | 748.3703 | 745.6066
Construction Financing Cost ($/kW) | Coal-IGCC | Conservative | Construction Financing Cost ($/kW) ¦ Coal-IGCC ¦ Conservative | 878.2642 | 870.5653 | 862.669 | 854.7728 | 839.7698 | 831.8735 | 827.3332 | 822.7928 | 818.055 | 813.9095 | 808.1847 | 804.4339 | 801.078 | 796.7351 | 793.1817 | 789.8258 | 786.0751 | 782.1269 | 778.771 | 776.2047 | 773.2436 | 770.2825 | 768.111 | 764.3603 | 762.5836 | 759.0303 | 757.0562 | 753.7003 | 751.134 | 748.3703 | 745.6066
Overnight Capital Cost ($/kW) | Coal-new -> Transformational Tech | Advanced | Overnight Capital Cost ($/kW) ¦ Coal-new -> Transformational Tech ¦ Advanced | 2568 | 2560 | 2553 | 2545 | 2528 | 2499 | 2471 | 2430 | 2389 | 2349 | 2307 | 2264 | 2224 | 2180 | 2162 | 2147 | 2132 | 2116 | 2101 | 2086 | 2073 | 2058 | 2041 | 2027 | 2013 | 2000 | 1987 | 1973 | 1958 | 1942 | 1927
Overnight Capital Cost ($/kW) | Coal-new -> 2nd Gen Tech | Moderate | Overnight Capital Cost ($/kW) ¦ Coal-new -> 2nd Gen Tech ¦ Moderate | 2568 | 2560 | 2553 | 2545 | 2528 | 2513 | 2499 | 2472 | 2446 | 2419 | 2391 | 2361 | 2334 | 2302 | 2284 | 2268 | 2252 | 2235 | 2219 | 2204 | 2190 | 2174 | 2156 | 2141 | 2127 | 2112 | 2099 | 2084 | 2068 | 2051 | 2035
Overnight Capital Cost ($/kW) | Coal-new | Conservative | Overnight Capital Cost ($/kW) ¦ Coal-new ¦ Conservative | 2568 | 2560 | 2553 | 2545 | 2528 | 2528 | 2528 | 2515 | 2502 | 2489 | 2474 | 2458 | 2444 | 2425 | 2406 | 2389 | 2373 | 2354 | 2338 | 2322 | 2306 | 2290 | 2271 | 2256 | 2240 | 2225 | 2211 | 2195 | 2178 | 2161 | 2144
Overnight Capital Cost ($/kW) | Coal-CCS-95% -> Transformational Tech | Advanced | Overnight Capital Cost ($/kW) ¦ Coal-CCS-95% -> Transformational Tech ¦ Advanced | 4285 | 4285 | 3998 | 3967 | 3937 | 3855 | 3775 | 3695 | 3616 | 3537 | 3460 | 3383 | 3307 | 3232 | 3110 | 2990 | 2872 | 2754 | 2639 | 2616 | 2593 | 2570 | 2547 | 2525 | 2502 | 2479 | 2456 | 2433 | 2410 | 2387 | 2364
Overnight Capital Cost ($/kW) | Coal-CCS-95% -> 2nd Gen Tech | Moderate | Overnight Capital Cost ($/kW) ¦ Coal-CCS-95% -> 2nd Gen Tech ¦ Moderate | 4285 | 4285 | 3998 | 3967 | 3937 | 3881 | 3825 | 3770 | 3715 | 3661 | 3607 | 3553 | 3500 | 3448 | 3371 | 3296 | 3222 | 3148 | 3075 | 3048 | 3022 | 2995 | 2968 | 2942 | 2915 | 2888 | 2862 | 2835 | 2808 | 2782 | 2755
Overnight Capital Cost ($/kW) | Coal-CCS-95% | Conservative | Overnight Capital Cost ($/kW) ¦ Coal-CCS-95% ¦ Conservative | 4285 | 4285 | 3998 | 3967 | 3937 | 3906 | 3876 | 3846 | 3815 | 3785 | 3754 | 3724 | 3693 | 3663 | 3632 | 3602 | 3572 | 3541 | 3511 | 3480 | 3450 | 3419 | 3389 | 3358 | 3328 | 3298 | 3267 | 3237 | 3206 | 3176 | 3145
Overnight Capital Cost ($/kW) | Coal-Max-CCS -> Transformational Tech | Advanced | Overnight Capital Cost ($/kW) ¦ Coal-Max-CCS -> Transformational Tech ¦ Advanced | 4385 | 4385 | 4090 | 4059 | 4028 | 3946 | 3865 | 3784 | 3704 | 3625 | 3547 | 3470 | 3393 | 3317 | 3195 | 3074 | 2954 | 2837 | 2720 | 2697 | 2673 | 2650 | 2626 | 2603 | 2579 | 2555 | 2532 | 2508 | 2485 | 2461 | 2437
Overnight Capital Cost ($/kW) | Coal-Max-CCS -> 2nd Gen Tech | Moderate | Overnight Capital Cost ($/kW) ¦ Coal-Max-CCS -> 2nd Gen Tech ¦ Moderate | 4385 | 4385 | 4090 | 4059 | 4028 | 3972 | 3915 | 3859 | 3804 | 3749 | 3694 | 3640 | 3586 | 3533 | 3456 | 3380 | 3304 | 3230 | 3156 | 3129 | 3102 | 3074 | 3047 | 3019 | 2992 | 2965 | 2937 | 2910 | 2883 | 2855 | 2828
Overnight Capital Cost ($/kW) | Coal-Max-CCS | Conservative | Overnight Capital Cost ($/kW) ¦ Coal-Max-CCS ¦ Conservative | 4385 | 4385 | 4090 | 4059 | 4028 | 3997 | 3966 | 3935 | 3904 | 3872 | 3841 | 3810 | 3779 | 3748 | 3717 | 3686 | 3654 | 3623 | 3592 | 3561 | 3530 | 3499 | 3468 | 3436 | 3405 | 3374 | 3343 | 3312 | 3281 | 3250 | 3218
Overnight Capital Cost ($/kW) | Coal-IGCC | Advanced | Overnight Capital Cost ($/kW) ¦ Coal-IGCC ¦ Advanced | 4449 | 4449 | 4370 | 4330 | 4254 | 4214 | 4191 | 4168 | 4144 | 4123 | 4094 | 4075 | 4058 | 4036 | 4018 | 4001 | 3982 | 3962 | 3945 | 3932 | 3917 | 3902 | 3891 | 3872 | 3863 | 3845 | 3835 | 3818 | 3805 | 3791 | 3777
Overnight Capital Cost ($/kW) | Coal-IGCC | Moderate | Overnight Capital Cost ($/kW) ¦ Coal-IGCC ¦ Moderate | 4449 | 4410 | 4370 | 4330 | 4254 | 4214 | 4191 | 4168 | 4144 | 4123 | 4094 | 4075 | 4058 | 4036 | 4018 | 4001 | 3982 | 3962 | 3945 | 3932 | 3917 | 3902 | 3891 | 3872 | 3863 | 3845 | 3835 | 3818 | 3805 | 3791 | 3777
Overnight Capital Cost ($/kW) | Coal-IGCC | Conservative | Overnight Capital Cost ($/kW) ¦ Coal-IGCC ¦ Conservative | 4449 | 4410 | 4370 | 4330 | 4254 | 4214 | 4191 | 4168 | 4144 | 4123 | 4094 | 4075 | 4058 | 4036 | 4018 | 4001 | 3982 | 3962 | 3945 | 3932 | 3917 | 3902 | 3891 | 3872 | 3863 | 3845 | 3835 | 3818 | 3805 | 3791 | 3777
Fixed Operation and Maintenance Expenses ($/MWh) | Coal-new -> Transformational Tech | Advanced | Fixed Operation and Maintenance Expenses ($/MWh) ¦ Coal-new -> Transformational Tech ¦ Advanced | 73.57 | 73.57 | 73.57 | 73.57 | 73.57 | 72.74 | 71.91 | 71.08 | 70.25 | 69.42 | 68.59 | 67.76 | 66.93 | 66.1 | 66.1 | 66.1 | 66.1 | 66.1 | 66.1 | 66.1 | 66.1 | 66.1 | 66.1 | 66.1 | 66.1 | 66.1 | 66.1 | 66.1 | 66.1 | 66.1 | 66.1
Fixed Operation and Maintenance Expenses ($/MWh) | Coal-new -> 2nd Gen Tech | Moderate | Fixed Operation and Maintenance Expenses ($/MWh) ¦ Coal-new -> 2nd Gen Tech ¦ Moderate | 73.57 | 73.57 | 73.57 | 73.57 | 73.57 | 73.16 | 72.74 | 72.33 | 71.91 | 71.5 | 71.08 | 70.67 | 70.25 | 69.84 | 69.84 | 69.84 | 69.84 | 69.84 | 69.84 | 69.84 | 69.84 | 69.84 | 69.84 | 69.84 | 69.84 | 69.84 | 69.84 | 69.84 | 69.84 | 69.84 | 69.84
Fixed Operation and Maintenance Expenses ($/MWh) | Coal-new | Conservative | Fixed Operation and Maintenance Expenses ($/MWh) ¦ Coal-new ¦ Conservative | 73.57 | 73.57 | 73.57 | 73.57 | 73.57 | 73.57 | 73.57 | 73.57 | 73.57 | 73.57 | 73.57 | 73.57 | 73.57 | 73.57 | 73.57 | 73.57 | 73.57 | 73.57 | 73.57 | 73.57 | 73.57 | 73.57 | 73.57 | 73.57 | 73.57 | 73.57 | 73.57 | 73.57 | 73.57 | 73.57 | 73.57
Fixed Operation and Maintenance Expenses ($/MWh) | Coal-CCS-95% -> Transformational Tech | Advanced | Fixed Operation and Maintenance Expenses ($/MWh) ¦ Coal-CCS-95% -> Transformational Tech ¦ Advanced | 114.92 | 114.92 | 114.92 | 114.92 | 114.92 | 113.77 | 112.62 | 111.48 | 110.33 | 109.18 | 108.03 | 106.89 | 105.74 | 104.59 | 101.82 | 99.05 | 96.28 | 93.51 | 90.73 | 90.73 | 90.73 | 90.73 | 90.73 | 90.73 | 90.73 | 90.73 | 90.73 | 90.73 | 90.73 | 90.73 | 90.73
Fixed Operation and Maintenance Expenses ($/MWh) | Coal-CCS-95% -> 2nd Gen Tech | Moderate | Fixed Operation and Maintenance Expenses ($/MWh) ¦ Coal-CCS-95% -> 2nd Gen Tech ¦ Moderate | 114.92 | 114.92 | 114.92 | 114.92 | 114.92 | 114.34 | 113.77 | 113.2 | 112.62 | 112.05 | 111.48 | 110.9 | 110.33 | 109.76 | 108.37 | 106.98 | 105.6 | 104.21 | 102.83 | 102.83 | 102.83 | 102.83 | 102.83 | 102.83 | 102.83 | 102.83 | 102.83 | 102.83 | 102.83 | 102.83 | 102.83
Fixed Operation and Maintenance Expenses ($/MWh) | Coal-CCS-95% | Conservative | Fixed Operation and Maintenance Expenses ($/MWh) ¦ Coal-CCS-95% ¦ Conservative | 114.92 | 114.92 | 114.92 | 114.92 | 114.92 | 114.92 | 114.92 | 114.92 | 114.92 | 114.92 | 114.92 | 114.92 | 114.92 | 114.92 | 114.92 | 114.92 | 114.92 | 114.92 | 114.92 | 114.92 | 114.92 | 114.92 | 114.92 | 114.92 | 114.92 | 114.92 | 114.92 | 114.92 | 114.92 | 114.92 | 114.92
Fixed Operation and Maintenance Expenses ($/MWh) | Coal-Max-CCS -> Transformational Tech | Advanced | Fixed Operation and Maintenance Expenses ($/MWh) ¦ Coal-Max-CCS -> Transformational Tech ¦ Advanced | 117.27 | 117.27 | 117.27 | 117.27 | 117.27 | 116.12 | 114.97 | 113.82 | 112.67 | 111.52 | 110.37 | 109.22 | 108.07 | 106.92 | 104.13 | 101.34 | 98.56 | 95.77 | 92.98 | 92.98 | 92.98 | 92.98 | 92.98 | 92.98 | 92.98 | 92.98 | 92.98 | 92.98 | 92.98 | 92.98 | 92.98
Fixed Operation and Maintenance Expenses ($/MWh) | Coal-Max-CCS -> 2nd Gen Tech | Moderate | Fixed Operation and Maintenance Expenses ($/MWh) ¦ Coal-Max-CCS -> 2nd Gen Tech ¦ Moderate | 117.27 | 117.27 | 117.27 | 117.27 | 117.27 | 116.7 | 116.12 | 115.55 | 114.97 | 114.4 | 113.82 | 113.25 | 112.67 | 112.09 | 110.7 | 109.31 | 107.91 | 106.52 | 105.13 | 105.13 | 105.13 | 105.13 | 105.13 | 105.13 | 105.13 | 105.13 | 105.13 | 105.13 | 105.13 | 105.13 | 105.13
Fixed Operation and Maintenance Expenses ($/MWh) | Coal-Max-CCS | Conservative | Fixed Operation and Maintenance Expenses ($/MWh) ¦ Coal-Max-CCS ¦ Conservative | 117.27 | 117.27 | 117.27 | 117.27 | 117.27 | 117.27 | 117.27 | 117.27 | 117.27 | 117.27 | 117.27 | 117.27 | 117.27 | 117.27 | 117.27 | 117.27 | 117.27 | 117.27 | 117.27 | 117.27 | 117.27 | 117.27 | 117.27 | 117.27 | 117.27 | 117.27 | 117.27 | 117.27 | 117.27 | 117.27 | 117.27
Fixed Operation and Maintenance Expenses ($/MWh) | Coal-IGCC | Advanced | Fixed Operation and Maintenance Expenses ($/MWh) ¦ Coal-IGCC ¦ Advanced | 140.54 | 140.54 | 140.54 | 140.54 | 140.54 | 140.54 | 140.54 | 140.54 | 140.54 | 140.54 | 140.54 | 140.54 | 140.54 | 140.54 | 140.54 | 140.54 | 140.54 | 140.54 | 140.54 | 140.54 | 140.54 | 140.54 | 140.54 | 140.54 | 140.54 | 140.54 | 140.54 | 140.54 | 140.54 | 140.54 | 140.54
Fixed Operation and Maintenance Expenses ($/MWh) | Coal-IGCC | Moderate | Fixed Operation and Maintenance Expenses ($/MWh) ¦ Coal-IGCC ¦ Moderate | 140.54 | 140.54 | 140.54 | 140.54 | 140.54 | 140.54 | 140.54 | 140.54 | 140.54 | 140.54 | 140.54 | 140.54 | 140.54 | 140.54 | 140.54 | 140.54 | 140.54 | 140.54 | 140.54 | 140.54 | 140.54 | 140.54 | 140.54 | 140.54 | 140.54 | 140.54 | 140.54 | 140.54 | 140.54 | 140.54 | 140.54
Fixed Operation and Maintenance Expenses ($/MWh) | Coal-IGCC | Conservative | Fixed Operation and Maintenance Expenses ($/MWh) ¦ Coal-IGCC ¦ Conservative | 140.54 | 140.54 | 140.54 | 140.54 | 140.54 | 140.54 | 140.54 | 140.54 | 140.54 | 140.54 | 140.54 | 140.54 | 140.54 | 140.54 | 140.54 | 140.54 | 140.54 | 140.54 | 140.54 | 140.54 | 140.54 | 140.54 | 140.54 | 140.54 | 140.54 | 140.54 | 140.54 | 140.54 | 140.54 | 140.54 | 140.54
Variable Operation and Maintenance Expenses ($/MWh) | Coal-new -> Transformational Tech | Advanced | Variable Operation and Maintenance Expenses ($/MWh) ¦ Coal-new -> Transformational Tech ¦ Advanced | 7.96 | 7.96 | 7.96 | 7.96 | 7.85 | 7.73 | 7.62 | 7.5 | 7.39 | 7.27 | 7.16 | 7.04 | 6.93 | 6.93 | 6.93 | 6.93 | 6.93 | 6.93 | 6.93 | 6.93 | 6.93 | 6.93 | 6.93 | 6.93 | 6.93 | 6.93 | 6.93 | 6.93 | 6.93 | 6.93 | 6.93
Variable Operation and Maintenance Expenses ($/MWh) | Coal-new -> 2nd Gen Tech | Moderate | Variable Operation and Maintenance Expenses ($/MWh) ¦ Coal-new -> 2nd Gen Tech ¦ Moderate | 7.96 | 7.96 | 7.96 | 7.96 | 7.9 | 7.85 | 7.79 | 7.73 | 7.67 | 7.62 | 7.56 | 7.5 | 7.44 | 7.44 | 7.44 | 7.44 | 7.44 | 7.44 | 7.44 | 7.44 | 7.44 | 7.44 | 7.44 | 7.44 | 7.44 | 7.44 | 7.44 | 7.44 | 7.44 | 7.44 | 7.44
Variable Operation and Maintenance Expenses ($/MWh) | Coal-new | Conservative | Variable Operation and Maintenance Expenses ($/MWh) ¦ Coal-new ¦ Conservative | 7.96 | 7.96 | 7.96 | 7.96 | 7.96 | 7.96 | 7.96 | 7.96 | 7.96 | 7.96 | 7.96 | 7.96 | 7.96 | 7.96 | 7.96 | 7.96 | 7.96 | 7.96 | 7.96 | 7.96 | 7.96 | 7.96 | 7.96 | 7.96 | 7.96 | 7.96 | 7.96 | 7.96 | 7.96 | 7.96 | 7.96
Variable Operation and Maintenance Expenses ($/MWh) | Coal-CCS-95% -> Transformational Tech | Advanced | Variable Operation and Maintenance Expenses ($/MWh) ¦ Coal-CCS-95% -> Transformational Tech ¦ Advanced | 14.03 | 14.03 | 14.03 | 14.03 | 14.03 | 14.03 | 14.03 | 14.03 | 14.03 | 14.03 | 14.03 | 14.03 | 14.03 | 14.03 | 13.72 | 13.42 | 13.11 | 12.8 | 12.5 | 12.5 | 12.5 | 12.5 | 12.5 | 12.5 | 12.5 | 12.5 | 12.5 | 12.5 | 12.5 | 12.5 | 12.5
Variable Operation and Maintenance Expenses ($/MWh) | Coal-CCS-95% -> 2nd Gen Tech | Moderate | Variable Operation and Maintenance Expenses ($/MWh) ¦ Coal-CCS-95% -> 2nd Gen Tech ¦ Moderate | 14.03 | 14.03 | 14.03 | 14.03 | 14.03 | 14.03 | 14.03 | 14.03 | 14.03 | 14.03 | 14.03 | 14.03 | 14.03 | 14.03 | 13.87 | 13.72 | 13.57 | 13.42 | 13.26 | 13.26 | 13.26 | 13.26 | 13.26 | 13.26 | 13.26 | 13.26 | 13.26 | 13.26 | 13.26 | 13.26 | 13.26
Variable Operation and Maintenance Expenses ($/MWh) | Coal-CCS-95% | Conservative | Variable Operation and Maintenance Expenses ($/MWh) ¦ Coal-CCS-95% ¦ Conservative | 14.03 | 14.03 | 14.03 | 14.03 | 14.03 | 14.03 | 14.03 | 14.03 | 14.03 | 14.03 | 14.03 | 14.03 | 14.03 | 14.03 | 14.03 | 14.03 | 14.03 | 14.03 | 14.03 | 14.03 | 14.03 | 14.03 | 14.03 | 14.03 | 14.03 | 14.03 | 14.03 | 14.03 | 14.03 | 14.03 | 14.03
Variable Operation and Maintenance Expenses ($/MWh) | Coal-Max-CCS -> Transformational Tech | Advanced | Variable Operation and Maintenance Expenses ($/MWh) ¦ Coal-Max-CCS -> Transformational Tech ¦ Advanced | 14.37 | 14.37 | 14.37 | 14.37 | 14.37 | 14.37 | 14.37 | 14.37 | 14.37 | 14.37 | 14.37 | 14.37 | 14.37 | 14.37 | 14.06 | 13.75 | 13.43 | 13.12 | 12.81 | 12.81 | 12.81 | 12.81 | 12.81 | 12.81 | 12.81 | 12.81 | 12.81 | 12.81 | 12.81 | 12.81 | 12.81
Variable Operation and Maintenance Expenses ($/MWh) | Coal-Max-CCS -> 2nd Gen Tech | Moderate | Variable Operation and Maintenance Expenses ($/MWh) ¦ Coal-Max-CCS -> 2nd Gen Tech ¦ Moderate | 14.37 | 14.37 | 14.37 | 14.37 | 14.37 | 14.37 | 14.37 | 14.37 | 14.37 | 14.37 | 14.37 | 14.37 | 14.37 | 14.37 | 14.22 | 14.06 | 13.9 | 13.75 | 13.59 | 13.59 | 13.59 | 13.59 | 13.59 | 13.59 | 13.59 | 13.59 | 13.59 | 13.59 | 13.59 | 13.59 | 13.59
Variable Operation and Maintenance Expenses ($/MWh) | Coal-Max-CCS | Conservative | Variable Operation and Maintenance Expenses ($/MWh) ¦ Coal-Max-CCS ¦ Conservative | 14.37 | 14.37 | 14.37 | 14.37 | 14.37 | 14.37 | 14.37 | 14.37 | 14.37 | 14.37 | 14.37 | 14.37 | 14.37 | 14.37 | 14.37 | 14.37 | 14.37 | 14.37 | 14.37 | 14.37 | 14.37 | 14.37 | 14.37 | 14.37 | 14.37 | 14.37 | 14.37 | 14.37 | 14.37 | 14.37 | 14.37
Variable Operation and Maintenance Expenses ($/MWh) | Coal-IGCC | Advanced | Variable Operation and Maintenance Expenses ($/MWh) ¦ Coal-IGCC ¦ Advanced | 13.86 | 13.86 | 13.86 | 13.86 | 13.86 | 13.86 | 13.86 | 13.86 | 13.86 | 13.86 | 13.86 | 13.86 | 13.86 | 13.86 | 13.86 | 13.86 | 13.86 | 13.86 | 13.86 | 13.86 | 13.86 | 13.86 | 13.86 | 13.86 | 13.86 | 13.86 | 13.86 | 13.86 | 13.86 | 13.86 | 13.86
Variable Operation and Maintenance Expenses ($/MWh) | Coal-IGCC | Moderate | Variable Operation and Maintenance Expenses ($/MWh) ¦ Coal-IGCC ¦ Moderate | 13.86 | 13.86 | 13.86 | 13.86 | 13.86 | 13.86 | 13.86 | 13.86 | 13.86 | 13.86 | 13.86 | 13.86 | 13.86 | 13.86 | 13.86 | 13.86 | 13.86 | 13.86 | 13.86 | 13.86 | 13.86 | 13.86 | 13.86 | 13.86 | 13.86 | 13.86 | 13.86 | 13.86 | 13.86 | 13.86 | 13.86
Variable Operation and Maintenance Expenses ($/MWh) | Coal-IGCC | Conservative | Variable Operation and Maintenance Expenses ($/MWh) ¦ Coal-IGCC ¦ Conservative | 13.86 | 13.86 | 13.86 | 13.86 | 13.86 | 13.86 | 13.86 | 13.86 | 13.86 | 13.86 | 13.86 | 13.86 | 13.86 | 13.86 | 13.86 | 13.86 | 13.86 | 13.86 | 13.86 | 13.86 | 13.86 | 13.86 | 13.86 | 13.86 | 13.86 | 13.86 | 13.86 | 13.86 | 13.86 | 13.86 | 13.86
Grid Connection Costs (GCC) ($/kW) | Coal-new -> Transformational Tech | Advanced | Grid Connection Costs (GCC) ($/kW) ¦ Coal-new -> Transformational Tech ¦ Advanced | 0 | 0 | 0 | 0 | 0 | 0 | 0 | 0 | 0 | 0 | 0 | 0 | 0 | 0 | 0 | 0 | 0 | 0 | 0 | 0 | 0 | 0 | 0 | 0 | 0 | 0 | 0 | 0 | 0 | 0 | 0
Grid Connection Costs (GCC) ($/kW) | Coal-new -> 2nd Gen Tech | Moderate | Grid Connection Costs (GCC) ($/kW) ¦ Coal-new -> 2nd Gen Tech ¦ Moderate | 0 | 0 | 0 | 0 | 0 | 0 | 0 | 0 | 0 | 0 | 0 | 0 | 0 | 0 | 0 | 0 | 0 | 0 | 0 | 0 | 0 | 0 | 0 | 0 | 0 | 0 | 0 | 0 | 0 | 0 | 0
Grid Connection Costs (GCC) ($/kW) | Coal-new | Conservative | Grid Connection Costs (GCC) ($/kW) ¦ Coal-new ¦ Conservative | 0 | 0 | 0 | 0 | 0 | 0 | 0 | 0 | 0 | 0 | 0 | 0 | 0 | 0 | 0 | 0 | 0 | 0 | 0 | 0 | 0 | 0 | 0 | 0 | 0 | 0 | 0 | 0 | 0 | 0 | 0
Grid Connection Costs (GCC) ($/kW) | Coal-CCS-95% -> Transformational Tech | Advanced | Grid Connection Costs (GCC) ($/kW) ¦ Coal-CCS-95% -> Transformational Tech ¦ Advanced | 0 | 0 | 0 | 0 | 0 | 0 | 0 | 0 | 0 | 0 | 0 | 0 | 0 | 0 | 0 | 0 | 0 | 0 | 0 | 0 | 0 | 0 | 0 | 0 | 0 | 0 | 0 | 0 | 0 | 0 | 0
Grid Connection Costs (GCC) ($/kW) | Coal-CCS-95% -> 2nd Gen Tech | Moderate | Grid Connection Costs (GCC) ($/kW) ¦ Coal-CCS-95% -> 2nd Gen Tech ¦ Moderate | 0 | 0 | 0 | 0 | 0 | 0 | 0 | 0 | 0 | 0 | 0 | 0 | 0 | 0 | 0 | 0 | 0 | 0 | 0 | 0 | 0 | 0 | 0 | 0 | 0 | 0 | 0 | 0 | 0 | 0 | 0
Grid Connection Costs (GCC) ($/kW) | Coal-CCS-95% | Conservative | Grid Connection Costs (GCC) ($/kW) ¦ Coal-CCS-95% ¦ Conservative | 0 | 0 | 0 | 0 | 0 | 0 | 0 | 0 | 0 | 0 | 0 | 0 | 0 | 0 | 0 | 0 | 0 | 0 | 0 | 0 | 0 | 0 | 0 | 0 | 0 | 0 | 0 | 0 | 0 | 0 | 0
Grid Connection Costs (GCC) ($/kW) | Coal-Max-CCS -> Transformational Tech | Advanced | Grid Connection Costs (GCC) ($/kW) ¦ Coal-Max-CCS -> Transformational Tech ¦ Advanced | 0 | 0 | 0 | 0 | 0 | 0 | 0 | 0 | 0 | 0 | 0 | 0 | 0 | 0 | 0 | 0 | 0 | 0 | 0 | 0 | 0 | 0 | 0 | 0 | 0 | 0 | 0 | 0 | 0 | 0 | 0
Grid Connection Costs (GCC) ($/kW) | Coal-Max-CCS -> 2nd Gen Tech | Moderate | Grid Connection Costs (GCC) ($/kW) ¦ Coal-Max-CCS -> 2nd Gen Tech ¦ Moderate | 0 | 0 | 0 | 0 | 0 | 0 | 0 | 0 | 0 | 0 | 0 | 0 | 0 | 0 | 0 | 0 | 0 | 0 | 0 | 0 | 0 | 0 | 0 | 0 | 0 | 0 | 0 | 0 | 0 | 0 | 0
Grid Connection Costs (GCC) ($/kW) | Coal-Max-CCS | Conservative | Grid Connection Costs (GCC) ($/kW) ¦ Coal-Max-CCS ¦ Conservative | 0 | 0 | 0 | 0 | 0 | 0 | 0 | 0 | 0 | 0 | 0 | 0 | 0 | 0 | 0 | 0 | 0 | 0 | 0 | 0 | 0 | 0 | 0 | 0 | 0 | 0 | 0 | 0 | 0 | 0 | 0
Grid Connection Costs (GCC) ($/kW) | Coal-IGCC | Advanced | Grid Connection Costs (GCC) ($/kW) ¦ Coal-IGCC ¦ Advanced | 0 | 0 | 0 | 0 | 0 | 0 | 0 | 0 | 0 | 0 | 0 | 0 | 0 | 0 | 0 | 0 | 0 | 0 | 0 | 0 | 0 | 0 | 0 | 0 | 0 | 0 | 0 | 0 | 0 | 0 | 0
Grid Connection Costs (GCC) ($/kW) | Coal-IGCC | Moderate | Grid Connection Costs (GCC) ($/kW) ¦ Coal-IGCC ¦ Moderate | 0 | 0 | 0 | 0 | 0 | 0 | 0 | 0 | 0 | 0 | 0 | 0 | 0 | 0 | 0 | 0 | 0 | 0 | 0 | 0 | 0 | 0 | 0 | 0 | 0 | 0 | 0 | 0 | 0 | 0 | 0
Grid Connection Costs (GCC) ($/kW) | Coal-IGCC | Conservative | Grid Connection Costs (GCC) ($/kW) ¦ Coal-IGCC ¦ Conservative | 0 | 0 | 0 | 0 | 0 | 0 | 0 | 0 | 0 | 0 | 0 | 0 | 0 | 0 | 0 | 0 | 0 | 0 | 0 | 0 | 0 | 0 | 0 | 0 | 0 | 0 | 0 | 0 | 0 | 0 | 0

## Solar - Utility PV
Key1 | Key2 | Key3 | KeyCombined | 2020 | 2021 | 2022 | 2023 | 2024 | 2025 | 2026 | 2027 | 2028 | 2029 | 2030 | 2031 | 2032 | 2033 | 2034 | 2035 | 2036 | 2037 | 2038 | 2039 | 2040 | 2041 | 2042 | 2043 | 2044 | 2045 | 2046 | 2047 | 2048 | 2049 | 2050
Assumptions | Inflation Rate | * | Assumptions ¦ Inflation Rate ¦ * | 0.025 | 0.025 | 0.025 | 0.025 | 0.025 | 0.025 | 0.025 | 0.025 | 0.025 | 0.025 | 0.025 | 0.025 | 0.025 | 0.025 | 0.025 | 0.025 | 0.025 | 0.025 | 0.025 | 0.025 | 0.025 | 0.025 | 0.025 | 0.025 | 0.025 | 0.025 | 0.025 | 0.025 | 0.025 | 0.025 | 0.025
Assumptions | Interest Rate Nominal | Advanced | Assumptions ¦ Interest Rate Nominal ¦ Advanced | 0.04 | 0.04 | 0.04 | 0.04 | 0.04 | 0.04 | 0.042 | 0.044 | 0.046 | 0.048 | 0.05 | 0.05 | 0.05 | 0.05 | 0.05 | 0.05 | 0.05 | 0.05 | 0.05 | 0.05 | 0.05 | 0.05 | 0.05 | 0.05 | 0.05 | 0.05 | 0.05 | 0.05 | 0.05 | 0.05 | 0.05
Assumptions | Interest Rate Nominal | Moderate | Assumptions ¦ Interest Rate Nominal ¦ Moderate | 0.04 | 0.04 | 0.04 | 0.04 | 0.04 | 0.04 | 0.042 | 0.044 | 0.046 | 0.048 | 0.05 | 0.05 | 0.05 | 0.05 | 0.05 | 0.05 | 0.05 | 0.05 | 0.05 | 0.05 | 0.05 | 0.05 | 0.05 | 0.05 | 0.05 | 0.05 | 0.05 | 0.05 | 0.05 | 0.05 | 0.05
Assumptions | Interest Rate Nominal | Conservative | Assumptions ¦ Interest Rate Nominal ¦ Conservative | 0.04 | 0.04 | 0.04 | 0.04 | 0.04 | 0.04 | 0.042 | 0.044 | 0.046 | 0.048 | 0.05 | 0.05 | 0.05 | 0.05 | 0.05 | 0.05 | 0.05 | 0.05 | 0.05 | 0.05 | 0.05 | 0.05 | 0.05 | 0.05 | 0.05 | 0.05 | 0.05 | 0.05 | 0.05 | 0.05 | 0.05
Assumptions | Calculated Interest Rate Real | Advanced | Assumptions ¦ Calculated Interest Rate Real ¦ Advanced | 0.014634 | 0.014634 | 0.014634 | 0.014634 | 0.014634 | 0.014634 | 0.016585 | 0.018537 | 0.020488 | 0.022439 | 0.02439 | 0.02439 | 0.02439 | 0.02439 | 0.02439 | 0.02439 | 0.02439 | 0.02439 | 0.02439 | 0.02439 | 0.02439 | 0.02439 | 0.02439 | 0.02439 | 0.02439 | 0.02439 | 0.02439 | 0.02439 | 0.02439 | 0.02439 | 0.02439
Assumptions | Calculated Interest Rate Real | Moderate | Assumptions ¦ Calculated Interest Rate Real ¦ Moderate | 0.014634 | 0.014634 | 0.014634 | 0.014634 | 0.014634 | 0.014634 | 0.016585 | 0.018537 | 0.020488 | 0.022439 | 0.02439 | 0.02439 | 0.02439 | 0.02439 | 0.02439 | 0.02439 | 0.02439 | 0.02439 | 0.02439 | 0.02439 | 0.02439 | 0.02439 | 0.02439 | 0.02439 | 0.02439 | 0.02439 | 0.02439 | 0.02439 | 0.02439 | 0.02439 | 0.02439
Assumptions | Calculated Interest Rate Real | Conservative | Assumptions ¦ Calculated Interest Rate Real ¦ Conservative | 0.014634 | 0.014634 | 0.014634 | 0.014634 | 0.014634 | 0.014634 | 0.016585 | 0.018537 | 0.020488 | 0.022439 | 0.02439 | 0.02439 | 0.02439 | 0.02439 | 0.02439 | 0.02439 | 0.02439 | 0.02439 | 0.02439 | 0.02439 | 0.02439 | 0.02439 | 0.02439 | 0.02439 | 0.02439 | 0.02439 | 0.02439 | 0.02439 | 0.02439 | 0.02439 | 0.02439
Assumptions | Interest During Construction - Nominal | * | Assumptions ¦ Interest During Construction - Nominal ¦ * | 0.035 | 0.035 | 0.035 | 0.035 | 0.035 | 0.035 | 0.037 | 0.039 | 0.041 | 0.043 | 0.045 | 0.045 | 0.045 | 0.045 | 0.045 | 0.045 | 0.045 | 0.045 | 0.045 | 0.045 | 0.045 | 0.045 | 0.045 | 0.045 | 0.045 | 0.045 | 0.045 | 0.045 | 0.045 | 0.045 | 0.045
Assumptions | Rate of Return on Equity Nominal | Advanced | Assumptions ¦ Rate of Return on Equity Nominal ¦ Advanced | 0.0775 | 0.0775 | 0.0775 | 0.0775 | 0.0775 | 0.0775 | 0.0775 | 0.0775 | 0.0775 | 0.0775 | 0.0775 | 0.0775 | 0.0775 | 0.0775 | 0.0775 | 0.0775 | 0.0775 | 0.0775 | 0.0775 | 0.0775 | 0.0775 | 0.0775 | 0.0775 | 0.0775 | 0.0775 | 0.0775 | 0.0775 | 0.0775 | 0.0775 | 0.0775 | 0.0775
Assumptions | Rate of Return on Equity Nominal | Moderate | Assumptions ¦ Rate of Return on Equity Nominal ¦ Moderate | 0.0775 | 0.0775 | 0.0775 | 0.0775 | 0.0775 | 0.0775 | 0.0775 | 0.0775 | 0.0775 | 0.0775 | 0.0775 | 0.0775 | 0.0775 | 0.0775 | 0.0775 | 0.0775 | 0.0775 | 0.0775 | 0.0775 | 0.0775 | 0.0775 | 0.0775 | 0.0775 | 0.0775 | 0.0775 | 0.0775 | 0.0775 | 0.0775 | 0.0775 | 0.0775 | 0.0775
Assumptions | Rate of Return on Equity Nominal | Conservative | Assumptions ¦ Rate of Return on Equity Nominal ¦ Conservative | 0.0775 | 0.0775 | 0.0775 | 0.0775 | 0.0775 | 0.0775 | 0.0775 | 0.0775 | 0.0775 | 0.0775 | 0.0775 | 0.0775 | 0.0775 | 0.0775 | 0.0775 | 0.0775 | 0.0775 | 0.0775 | 0.0775 | 0.0775 | 0.0775 | 0.0775 | 0.0775 | 0.0775 | 0.0775 | 0.0775 | 0.0775 | 0.0775 | 0.0775 | 0.0775 | 0.0775
Assumptions | Calculated Rate of Return on Equity Real | Advanced | Assumptions ¦ Calculated Rate of Return on Equity Real ¦ Advanced | 0.05122 | 0.05122 | 0.05122 | 0.05122 | 0.05122 | 0.05122 | 0.05122 | 0.05122 | 0.05122 | 0.05122 | 0.05122 | 0.05122 | 0.05122 | 0.05122 | 0.05122 | 0.05122 | 0.05122 | 0.05122 | 0.05122 | 0.05122 | 0.05122 | 0.05122 | 0.05122 | 0.05122 | 0.05122 | 0.05122 | 0.05122 | 0.05122 | 0.05122 | 0.05122 | 0.05122
Assumptions | Calculated Rate of Return on Equity Real | Moderate | Assumptions ¦ Calculated Rate of Return on Equity Real ¦ Moderate | 0.05122 | 0.05122 | 0.05122 | 0.05122 | 0.05122 | 0.05122 | 0.05122 | 0.05122 | 0.05122 | 0.05122 | 0.05122 | 0.05122 | 0.05122 | 0.05122 | 0.05122 | 0.05122 | 0.05122 | 0.05122 | 0.05122 | 0.05122 | 0.05122 | 0.05122 | 0.05122 | 0.05122 | 0.05122 | 0.05122 | 0.05122 | 0.05122 | 0.05122 | 0.05122 | 0.05122
Assumptions | Calculated Rate of Return on Equity Real | Conservative | Assumptions ¦ Calculated Rate of Return on Equity Real ¦ Conservative | 0.05122 | 0.05122 | 0.05122 | 0.05122 | 0.05122 | 0.05122 | 0.05122 | 0.05122 | 0.05122 | 0.05122 | 0.05122 | 0.05122 | 0.05122 | 0.05122 | 0.05122 | 0.05122 | 0.05122 | 0.05122 | 0.05122 | 0.05122 | 0.05122 | 0.05122 | 0.05122 | 0.05122 | 0.05122 | 0.05122 | 0.05122 | 0.05122 | 0.05122 | 0.05122 | 0.05122
Assumptions | Debt Fraction | Advanced | Assumptions ¦ Debt Fraction ¦ Advanced | 0.51858 | 0.51858 | 0.51858 | 0.51858 | 0.54746 | 0.54746 | 0.66298 | 0.65911 | 0.65524 | 0.65138 | 0.64751 | 0.64751 | 0.64751 | 0.64751 | 0.64751 | 0.64751 | 0.64751 | 0.64751 | 0.64751 | 0.64751 | 0.64751 | 0.64751 | 0.64751 | 0.64751 | 0.64751 | 0.64751 | 0.64751 | 0.64751 | 0.64751 | 0.64751 | 0.64751
Assumptions | Debt Fraction | Moderate | Assumptions ¦ Debt Fraction ¦ Moderate | 0.51858 | 0.51858 | 0.51858 | 0.51858 | 0.54746 | 0.54746 | 0.66298 | 0.65911 | 0.65524 | 0.65138 | 0.64751 | 0.64751 | 0.64751 | 0.64751 | 0.64751 | 0.64751 | 0.64751 | 0.64751 | 0.64751 | 0.64751 | 0.64751 | 0.64751 | 0.64751 | 0.64751 | 0.64751 | 0.64751 | 0.64751 | 0.64751 | 0.64751 | 0.64751 | 0.64751
Assumptions | Debt Fraction | Conservative | Assumptions ¦ Debt Fraction ¦ Conservative | 0.51858 | 0.51858 | 0.51858 | 0.51858 | 0.54746 | 0.54746 | 0.66298 | 0.65911 | 0.65524 | 0.65138 | 0.64751 | 0.64751 | 0.64751 | 0.64751 | 0.64751 | 0.64751 | 0.64751 | 0.64751 | 0.64751 | 0.64751 | 0.64751 | 0.64751 | 0.64751 | 0.64751 | 0.64751 | 0.64751 | 0.64751 | 0.64751 | 0.64751 | 0.64751 | 0.64751
Assumptions | Tax Rate (Federal and State) | * | Assumptions ¦ Tax Rate (Federal and State) ¦ * | 0.2574 | 0.2574 | 0.2574 | 0.2574 | 0.2574 | 0.2574 | 0.2574 | 0.2574 | 0.2574 | 0.2574 | 0.2574 | 0.2574 | 0.2574 | 0.2574 | 0.2574 | 0.2574 | 0.2574 | 0.2574 | 0.2574 | 0.2574 | 0.2574 | 0.2574 | 0.2574 | 0.2574 | 0.2574 | 0.2574 | 0.2574 | 0.2574 | 0.2574 | 0.2574 | 0.2574
Assumptions | WACC Nominal | Advanced | Assumptions ¦ WACC Nominal ¦ Advanced | 0.052714 | 0.052714 | 0.052714 | 0.052714 | 0.051334 | 0.051334 | 0.046797 | 0.047955 | 0.049102 | 0.050237 | 0.05136 | 0.05136 | 0.05136 | 0.05136 | 0.05136 | 0.05136 | 0.05136 | 0.05136 | 0.05136 | 0.05136 | 0.05136 | 0.05136 | 0.05136 | 0.05136 | 0.05136 | 0.05136 | 0.05136 | 0.05136 | 0.05136 | 0.05136 | 0.05136
Assumptions | WACC Nominal | Moderate | Assumptions ¦ WACC Nominal ¦ Moderate | 0.052714 | 0.052714 | 0.052714 | 0.052714 | 0.051334 | 0.051334 | 0.046797 | 0.047955 | 0.049102 | 0.050237 | 0.05136 | 0.05136 | 0.05136 | 0.05136 | 0.05136 | 0.05136 | 0.05136 | 0.05136 | 0.05136 | 0.05136 | 0.05136 | 0.05136 | 0.05136 | 0.05136 | 0.05136 | 0.05136 | 0.05136 | 0.05136 | 0.05136 | 0.05136 | 0.05136
Assumptions | WACC Nominal | Conservative | Assumptions ¦ WACC Nominal ¦ Conservative | 0.052714 | 0.052714 | 0.052714 | 0.052714 | 0.051334 | 0.051334 | 0.046797 | 0.047955 | 0.049102 | 0.050237 | 0.05136 | 0.05136 | 0.05136 | 0.05136 | 0.05136 | 0.05136 | 0.05136 | 0.05136 | 0.05136 | 0.05136 | 0.05136 | 0.05136 | 0.05136 | 0.05136 | 0.05136 | 0.05136 | 0.05136 | 0.05136 | 0.05136 | 0.05136 | 0.05136
Assumptions | WACC Real | Advanced | Assumptions ¦ WACC Real ¦ Advanced | 0.027038 | 0.027038 | 0.027038 | 0.027038 | 0.025691 | 0.025691 | 0.021265 | 0.022395 | 0.023514 | 0.024621 | 0.025717 | 0.025717 | 0.025717 | 0.025717 | 0.025717 | 0.025717 | 0.025717 | 0.025717 | 0.025717 | 0.025717 | 0.025717 | 0.025717 | 0.025717 | 0.025717 | 0.025717 | 0.025717 | 0.025717 | 0.025717 | 0.025717 | 0.025717 | 0.025717
Assumptions | WACC Real | Moderate | Assumptions ¦ WACC Real ¦ Moderate | 0.027038 | 0.027038 | 0.027038 | 0.027038 | 0.025691 | 0.025691 | 0.021265 | 0.022395 | 0.023514 | 0.024621 | 0.025717 | 0.025717 | 0.025717 | 0.025717 | 0.025717 | 0.025717 | 0.025717 | 0.025717 | 0.025717 | 0.025717 | 0.025717 | 0.025717 | 0.025717 | 0.025717 | 0.025717 | 0.025717 | 0.025717 | 0.025717 | 0.025717 | 0.025717 | 0.025717
Assumptions | WACC Real | Conservative | Assumptions ¦ WACC Real ¦ Conservative | 0.027038 | 0.027038 | 0.027038 | 0.027038 | 0.025691 | 0.025691 | 0.021265 | 0.022395 | 0.023514 | 0.024621 | 0.025717 | 0.025717 | 0.025717 | 0.025717 | 0.025717 | 0.025717 | 0.025717 | 0.025717 | 0.025717 | 0.025717 | 0.025717 | 0.025717 | 0.025717 | 0.025717 | 0.025717 | 0.025717 | 0.025717 | 0.025717 | 0.025717 | 0.025717 | 0.025717
Assumptions | Capital Recovery Factor (CRF) Nominal | Advanced | Assumptions ¦ Capital Recovery Factor (CRF) Nominal ¦ Advanced | 0.067078 | 0.067078 | 0.067078 | 0.067078 | 0.066044 | 0.066044 | 0.062696 | 0.063543 | 0.064387 | 0.065227 | 0.066063 | 0.066063 | 0.066063 | 0.066063 | 0.066063 | 0.066063 | 0.066063 | 0.066063 | 0.066063 | 0.066063 | 0.066063 | 0.066063 | 0.066063 | 0.066063 | 0.066063 | 0.066063 | 0.066063 | 0.066063 | 0.066063 | 0.066063 | 0.066063
Assumptions | Capital Recovery Factor (CRF) Nominal | Moderate | Assumptions ¦ Capital Recovery Factor (CRF) Nominal ¦ Moderate | 0.067078 | 0.067078 | 0.067078 | 0.067078 | 0.066044 | 0.066044 | 0.062696 | 0.063543 | 0.064387 | 0.065227 | 0.066063 | 0.066063 | 0.066063 | 0.066063 | 0.066063 | 0.066063 | 0.066063 | 0.066063 | 0.066063 | 0.066063 | 0.066063 | 0.066063 | 0.066063 | 0.066063 | 0.066063 | 0.066063 | 0.066063 | 0.066063 | 0.066063 | 0.066063 | 0.066063
Assumptions | Capital Recovery Factor (CRF) Nominal | Conservative | Assumptions ¦ Capital Recovery Factor (CRF) Nominal ¦ Conservative | 0.067078 | 0.067078 | 0.067078 | 0.067078 | 0.066044 | 0.066044 | 0.062696 | 0.063543 | 0.064387 | 0.065227 | 0.066063 | 0.066063 | 0.066063 | 0.066063 | 0.066063 | 0.066063 | 0.066063 | 0.066063 | 0.066063 | 0.066063 | 0.066063 | 0.066063 | 0.066063 | 0.066063 | 0.066063 | 0.066063 | 0.066063 | 0.066063 | 0.066063 | 0.066063 | 0.066063
Assumptions | Capital Recovery Factor (CRF) Real | Advanced | Assumptions ¦ Capital Recovery Factor (CRF) Real ¦ Advanced | 0.049085 | 0.049085 | 0.049085 | 0.049085 | 0.048219 | 0.048219 | 0.045431 | 0.046134 | 0.046836 | 0.047537 | 0.048236 | 0.048236 | 0.048236 | 0.048236 | 0.048236 | 0.048236 | 0.048236 | 0.048236 | 0.048236 | 0.048236 | 0.048236 | 0.048236 | 0.048236 | 0.048236 | 0.048236 | 0.048236 | 0.048236 | 0.048236 | 0.048236 | 0.048236 | 0.048236
Assumptions | Capital Recovery Factor (CRF) Real | Moderate | Assumptions ¦ Capital Recovery Factor (CRF) Real ¦ Moderate | 0.049085 | 0.049085 | 0.049085 | 0.049085 | 0.048219 | 0.048219 | 0.045431 | 0.046134 | 0.046836 | 0.047537 | 0.048236 | 0.048236 | 0.048236 | 0.048236 | 0.048236 | 0.048236 | 0.048236 | 0.048236 | 0.048236 | 0.048236 | 0.048236 | 0.048236 | 0.048236 | 0.048236 | 0.048236 | 0.048236 | 0.048236 | 0.048236 | 0.048236 | 0.048236 | 0.048236
Assumptions | Capital Recovery Factor (CRF) Real | Conservative | Assumptions ¦ Capital Recovery Factor (CRF) Real ¦ Conservative | 0.049085 | 0.049085 | 0.049085 | 0.049085 | 0.048219 | 0.048219 | 0.045431 | 0.046134 | 0.046836 | 0.047537 | 0.048236 | 0.048236 | 0.048236 | 0.048236 | 0.048236 | 0.048236 | 0.048236 | 0.048236 | 0.048236 | 0.048236 | 0.048236 | 0.048236 | 0.048236 | 0.048236 | 0.048236 | 0.048236 | 0.048236 | 0.048236 | 0.048236 | 0.048236 | 0.048236
Net Capacity Factor (%) | Utility PV - Class 10 | Advanced | Net Capacity Factor (%) ¦ Utility PV - Class 10 ¦ Advanced | 0.18737 | 0.19071 | 0.19405 | 0.1974 | 0.20074 | 0.20408 | 0.20742 | 0.21076 | 0.21411 | 0.21745 | 0.22079 | 0.22127 | 0.22175 | 0.22223 | 0.22271 | 0.22319 | 0.22367 | 0.22415 | 0.22463 | 0.22511 | 0.22559 | 0.22607 | 0.22655 | 0.22703 | 0.22751 | 0.22799 | 0.22847 | 0.22895 | 0.22943 | 0.22991 | 0.23039
Net Capacity Factor (%) | Utility PV - Class 10 | Moderate | Net Capacity Factor (%) ¦ Utility PV - Class 10 ¦ Moderate | 0.18601 | 0.188 | 0.18998 | 0.19197 | 0.19396 | 0.19594 | 0.19793 | 0.19992 | 0.2019 | 0.20389 | 0.20587 | 0.20662 | 0.20737 | 0.20811 | 0.20886 | 0.2096 | 0.21035 | 0.21109 | 0.21184 | 0.21259 | 0.21333 | 0.21408 | 0.21482 | 0.21557 | 0.21632 | 0.21706 | 0.21781 | 0.21855 | 0.2193 | 0.22004 | 0.22079
Net Capacity Factor (%) | Utility PV - Class 10 | Conservative | Net Capacity Factor (%) ¦ Utility PV - Class 10 ¦ Conservative | 0.18403 | 0.18403 | 0.18403 | 0.18403 | 0.18403 | 0.18403 | 0.18403 | 0.18403 | 0.18403 | 0.18403 | 0.18403 | 0.18512 | 0.18621 | 0.1873 | 0.1884 | 0.18949 | 0.19058 | 0.19167 | 0.19277 | 0.19386 | 0.19495 | 0.19604 | 0.19714 | 0.19823 | 0.19932 | 0.20041 | 0.2015 | 0.2026 | 0.20369 | 0.20478 | 0.20587
Net Capacity Factor (%) | Utility PV - Class 9 | Advanced | Net Capacity Factor (%) ¦ Utility PV - Class 9 ¦ Advanced | 0.20398 | 0.20762 | 0.21126 | 0.21489 | 0.21853 | 0.22217 | 0.22581 | 0.22945 | 0.23309 | 0.23672 | 0.24036 | 0.24089 | 0.24141 | 0.24193 | 0.24245 | 0.24298 | 0.2435 | 0.24402 | 0.24454 | 0.24507 | 0.24559 | 0.24611 | 0.24663 | 0.24716 | 0.24768 | 0.2482 | 0.24872 | 0.24925 | 0.24977 | 0.25029 | 0.25081
Net Capacity Factor (%) | Utility PV - Class 9 | Moderate | Net Capacity Factor (%) ¦ Utility PV - Class 9 ¦ Moderate | 0.2025 | 0.20466 | 0.20683 | 0.20899 | 0.21115 | 0.21331 | 0.21548 | 0.21764 | 0.2198 | 0.22196 | 0.22412 | 0.22494 | 0.22575 | 0.22656 | 0.22737 | 0.22818 | 0.229 | 0.22981 | 0.23062 | 0.23143 | 0.23224 | 0.23306 | 0.23387 | 0.23468 | 0.23549 | 0.2363 | 0.23712 | 0.23793 | 0.23874 | 0.23955 | 0.24036
Net Capacity Factor (%) | Utility PV - Class 9 | Conservative | Net Capacity Factor (%) ¦ Utility PV - Class 9 ¦ Conservative | 0.20034 | 0.20034 | 0.20034 | 0.20034 | 0.20034 | 0.20034 | 0.20034 | 0.20034 | 0.20034 | 0.20034 | 0.20034 | 0.20153 | 0.20272 | 0.20391 | 0.2051 | 0.20629 | 0.20748 | 0.20866 | 0.20985 | 0.21104 | 0.21223 | 0.21342 | 0.21461 | 0.2158 | 0.21699 | 0.21818 | 0.21937 | 0.22056 | 0.22175 | 0.22294 | 0.22412
Net Capacity Factor (%) | Utility PV - Class 8 | Advanced | Net Capacity Factor (%) ¦ Utility PV - Class 8 ¦ Advanced | 0.21445 | 0.21827 | 0.2221 | 0.22592 | 0.22975 | 0.23357 | 0.2374 | 0.24122 | 0.24505 | 0.24887 | 0.2527 | 0.25325 | 0.2538 | 0.25435 | 0.2549 | 0.25544 | 0.25599 | 0.25654 | 0.25709 | 0.25764 | 0.25819 | 0.25874 | 0.25929 | 0.25984 | 0.26039 | 0.26094 | 0.26149 | 0.26204 | 0.26259 | 0.26314 | 0.26368
Net Capacity Factor (%) | Utility PV - Class 8 | Moderate | Net Capacity Factor (%) ¦ Utility PV - Class 8 ¦ Moderate | 0.21289 | 0.21517 | 0.21744 | 0.21971 | 0.22199 | 0.22426 | 0.22653 | 0.22881 | 0.23108 | 0.23335 | 0.23563 | 0.23648 | 0.23733 | 0.23819 | 0.23904 | 0.23989 | 0.24075 | 0.2416 | 0.24245 | 0.24331 | 0.24416 | 0.24502 | 0.24587 | 0.24672 | 0.24758 | 0.24843 | 0.24928 | 0.25014 | 0.25099 | 0.25184 | 0.2527
Net Capacity Factor (%) | Utility PV - Class 8 | Conservative | Net Capacity Factor (%) ¦ Utility PV - Class 8 ¦ Conservative | 0.21062 | 0.21062 | 0.21062 | 0.21062 | 0.21062 | 0.21062 | 0.21062 | 0.21062 | 0.21062 | 0.21062 | 0.21062 | 0.21187 | 0.21312 | 0.21437 | 0.21562 | 0.21687 | 0.21812 | 0.21937 | 0.22062 | 0.22187 | 0.22312 | 0.22437 | 0.22562 | 0.22687 | 0.22812 | 0.22937 | 0.23063 | 0.23188 | 0.23313 | 0.23438 | 0.23563
Net Capacity Factor (%) | Utility PV - Class 7 | Advanced | Net Capacity Factor (%) ¦ Utility PV - Class 7 ¦ Advanced | 0.22511 | 0.22913 | 0.23314 | 0.23716 | 0.24117 | 0.24519 | 0.24921 | 0.25322 | 0.25724 | 0.26125 | 0.26527 | 0.26584 | 0.26642 | 0.267 | 0.26757 | 0.26815 | 0.26873 | 0.2693 | 0.26988 | 0.27046 | 0.27103 | 0.27161 | 0.27219 | 0.27276 | 0.27334 | 0.27392 | 0.27449 | 0.27507 | 0.27565 | 0.27622 | 0.2768
Net Capacity Factor (%) | Utility PV - Class 7 | Moderate | Net Capacity Factor (%) ¦ Utility PV - Class 7 ¦ Moderate | 0.22348 | 0.22587 | 0.22826 | 0.23064 | 0.23303 | 0.23542 | 0.2378 | 0.24019 | 0.24257 | 0.24496 | 0.24735 | 0.24824 | 0.24914 | 0.25003 | 0.25093 | 0.25183 | 0.25272 | 0.25362 | 0.25451 | 0.25541 | 0.25631 | 0.2572 | 0.2581 | 0.25899 | 0.25989 | 0.26079 | 0.26168 | 0.26258 | 0.26348 | 0.26437 | 0.26527
Net Capacity Factor (%) | Utility PV - Class 7 | Conservative | Net Capacity Factor (%) ¦ Utility PV - Class 7 ¦ Conservative | 0.2211 | 0.2211 | 0.2211 | 0.2211 | 0.2211 | 0.2211 | 0.2211 | 0.2211 | 0.2211 | 0.2211 | 0.2211 | 0.22241 | 0.22372 | 0.22503 | 0.22635 | 0.22766 | 0.22897 | 0.23028 | 0.2316 | 0.23291 | 0.23422 | 0.23553 | 0.23685 | 0.23816 | 0.23947 | 0.24078 | 0.2421 | 0.24341 | 0.24472 | 0.24603 | 0.24735
Net Capacity Factor (%) | Utility PV - Class 6 | Advanced | Net Capacity Factor (%) ¦ Utility PV - Class 6 ¦ Advanced | 0.23653 | 0.24075 | 0.24497 | 0.24919 | 0.25341 | 0.25763 | 0.26185 | 0.26607 | 0.27029 | 0.27451 | 0.27872 | 0.27933 | 0.27994 | 0.28054 | 0.28115 | 0.28175 | 0.28236 | 0.28297 | 0.28357 | 0.28418 | 0.28478 | 0.28539 | 0.286 | 0.2866 | 0.28721 | 0.28781 | 0.28842 | 0.28902 | 0.28963 | 0.29024 | 0.29084
Net Capacity Factor (%) | Utility PV - Class 6 | Moderate | Net Capacity Factor (%) ¦ Utility PV - Class 6 ¦ Moderate | 0.23482 | 0.23733 | 0.23984 | 0.24234 | 0.24485 | 0.24736 | 0.24986 | 0.25237 | 0.25488 | 0.25739 | 0.25989 | 0.26084 | 0.26178 | 0.26272 | 0.26366 | 0.2646 | 0.26554 | 0.26648 | 0.26743 | 0.26837 | 0.26931 | 0.27025 | 0.27119 | 0.27213 | 0.27308 | 0.27402 | 0.27496 | 0.2759 | 0.27684 | 0.27778 | 0.27872
Net Capacity Factor (%) | Utility PV - Class 6 | Conservative | Net Capacity Factor (%) ¦ Utility PV - Class 6 ¦ Conservative | 0.23231 | 0.23231 | 0.23231 | 0.23231 | 0.23231 | 0.23231 | 0.23231 | 0.23231 | 0.23231 | 0.23231 | 0.23231 | 0.23369 | 0.23507 | 0.23645 | 0.23783 | 0.23921 | 0.24059 | 0.24197 | 0.24335 | 0.24472 | 0.2461 | 0.24748 | 0.24886 | 0.25024 | 0.25162 | 0.253 | 0.25438 | 0.25576 | 0.25714 | 0.25852 | 0.25989
Net Capacity Factor (%) | Utility PV - Class 5 | Advanced | Net Capacity Factor (%) ¦ Utility PV - Class 5 ¦ Advanced | 0.24546 | 0.24984 | 0.25422 | 0.2586 | 0.26298 | 0.26735 | 0.27173 | 0.27611 | 0.28049 | 0.28487 | 0.28925 | 0.28987 | 0.2905 | 0.29113 | 0.29176 | 0.29239 | 0.29302 | 0.29365 | 0.29428 | 0.2949 | 0.29553 | 0.29616 | 0.29679 | 0.29742 | 0.29805 | 0.29868 | 0.29931 | 0.29994 | 0.30056 | 0.30119 | 0.30182
Net Capacity Factor (%) | Utility PV - Class 5 | Moderate | Net Capacity Factor (%) ¦ Utility PV - Class 5 ¦ Moderate | 0.24369 | 0.24629 | 0.24889 | 0.25149 | 0.25409 | 0.2567 | 0.2593 | 0.2619 | 0.2645 | 0.2671 | 0.26971 | 0.27068 | 0.27166 | 0.27264 | 0.27361 | 0.27459 | 0.27557 | 0.27654 | 0.27752 | 0.2785 | 0.27948 | 0.28045 | 0.28143 | 0.28241 | 0.28338 | 0.28436 | 0.28534 | 0.28631 | 0.28729 | 0.28827 | 0.28925
Net Capacity Factor (%) | Utility PV - Class 5 | Conservative | Net Capacity Factor (%) ¦ Utility PV - Class 5 ¦ Conservative | 0.24108 | 0.24108 | 0.24108 | 0.24108 | 0.24108 | 0.24108 | 0.24108 | 0.24108 | 0.24108 | 0.24108 | 0.24108 | 0.24251 | 0.24395 | 0.24538 | 0.24681 | 0.24824 | 0.24967 | 0.2511 | 0.25253 | 0.25396 | 0.25539 | 0.25683 | 0.25826 | 0.25969 | 0.26112 | 0.26255 | 0.26398 | 0.26541 | 0.26684 | 0.26827 | 0.26971
Net Capacity Factor (%) | Utility PV - Class 4 | Advanced | Net Capacity Factor (%) ¦ Utility PV - Class 4 ¦ Advanced | 0.26274 | 0.26743 | 0.27212 | 0.2768 | 0.28149 | 0.28618 | 0.29086 | 0.29555 | 0.30023 | 0.30492 | 0.30961 | 0.31028 | 0.31095 | 0.31163 | 0.3123 | 0.31297 | 0.31365 | 0.31432 | 0.31499 | 0.31567 | 0.31634 | 0.31701 | 0.31768 | 0.31836 | 0.31903 | 0.3197 | 0.32038 | 0.32105 | 0.32172 | 0.3224 | 0.32307
Net Capacity Factor (%) | Utility PV - Class 4 | Moderate | Net Capacity Factor (%) ¦ Utility PV - Class 4 ¦ Moderate | 0.26084 | 0.26363 | 0.26641 | 0.2692 | 0.27198 | 0.27477 | 0.27755 | 0.28034 | 0.28312 | 0.28591 | 0.28869 | 0.28974 | 0.29078 | 0.29183 | 0.29288 | 0.29392 | 0.29497 | 0.29601 | 0.29706 | 0.2981 | 0.29915 | 0.3002 | 0.30124 | 0.30229 | 0.30333 | 0.30438 | 0.30542 | 0.30647 | 0.30752 | 0.30856 | 0.30961
Net Capacity Factor (%) | Utility PV - Class 4 | Conservative | Net Capacity Factor (%) ¦ Utility PV - Class 4 ¦ Conservative | 0.25806 | 0.25806 | 0.25806 | 0.25806 | 0.25806 | 0.25806 | 0.25806 | 0.25806 | 0.25806 | 0.25806 | 0.25806 | 0.25959 | 0.26112 | 0.26265 | 0.26418 | 0.26571 | 0.26725 | 0.26878 | 0.27031 | 0.27184 | 0.27337 | 0.27491 | 0.27644 | 0.27797 | 0.2795 | 0.28103 | 0.28256 | 0.2841 | 0.28563 | 0.28716 | 0.28869
Net Capacity Factor (%) | Utility PV - Class 3 | Advanced | Net Capacity Factor (%) ¦ Utility PV - Class 3 ¦ Advanced | 0.27802 | 0.28298 | 0.28793 | 0.29289 | 0.29785 | 0.30281 | 0.30777 | 0.31273 | 0.31769 | 0.32265 | 0.32761 | 0.32832 | 0.32903 | 0.32974 | 0.33046 | 0.33117 | 0.33188 | 0.33259 | 0.3333 | 0.33402 | 0.33473 | 0.33544 | 0.33615 | 0.33687 | 0.33758 | 0.33829 | 0.339 | 0.33971 | 0.34043 | 0.34114 | 0.34185
Net Capacity Factor (%) | Utility PV - Class 3 | Moderate | Net Capacity Factor (%) ¦ Utility PV - Class 3 ¦ Moderate | 0.276 | 0.27895 | 0.2819 | 0.28485 | 0.28779 | 0.29074 | 0.29369 | 0.29663 | 0.29958 | 0.30253 | 0.30547 | 0.30658 | 0.30769 | 0.30879 | 0.3099 | 0.31101 | 0.31211 | 0.31322 | 0.31433 | 0.31543 | 0.31654 | 0.31765 | 0.31875 | 0.31986 | 0.32097 | 0.32207 | 0.32318 | 0.32429 | 0.32539 | 0.3265 | 0.32761
Net Capacity Factor (%) | Utility PV - Class 3 | Conservative | Net Capacity Factor (%) ¦ Utility PV - Class 3 ¦ Conservative | 0.27306 | 0.27306 | 0.27306 | 0.27306 | 0.27306 | 0.27306 | 0.27306 | 0.27306 | 0.27306 | 0.27306 | 0.27306 | 0.27468 | 0.2763 | 0.27792 | 0.27954 | 0.28116 | 0.28278 | 0.2844 | 0.28602 | 0.28765 | 0.28927 | 0.29089 | 0.29251 | 0.29413 | 0.29575 | 0.29737 | 0.29899 | 0.30061 | 0.30223 | 0.30385 | 0.30547
Net Capacity Factor (%) | Utility PV - Class 2 | Advanced | Net Capacity Factor (%) ¦ Utility PV - Class 2 ¦ Advanced | 0.29151 | 0.29671 | 0.30191 | 0.30711 | 0.31231 | 0.31751 | 0.32271 | 0.3279 | 0.3331 | 0.3383 | 0.3435 | 0.34425 | 0.345 | 0.34574 | 0.34649 | 0.34724 | 0.34798 | 0.34873 | 0.34948 | 0.35022 | 0.35097 | 0.35172 | 0.35246 | 0.35321 | 0.35396 | 0.35471 | 0.35545 | 0.3562 | 0.35695 | 0.35769 | 0.35844
Net Capacity Factor (%) | Utility PV - Class 2 | Moderate | Net Capacity Factor (%) ¦ Utility PV - Class 2 ¦ Moderate | 0.2894 | 0.29249 | 0.29558 | 0.29867 | 0.30176 | 0.30485 | 0.30794 | 0.31103 | 0.31412 | 0.31721 | 0.3203 | 0.32146 | 0.32262 | 0.32378 | 0.32494 | 0.3261 | 0.32726 | 0.32842 | 0.32958 | 0.33074 | 0.3319 | 0.33306 | 0.33422 | 0.33538 | 0.33654 | 0.3377 | 0.33886 | 0.34002 | 0.34118 | 0.34234 | 0.3435
Net Capacity Factor (%) | Utility PV - Class 2 | Conservative | Net Capacity Factor (%) ¦ Utility PV - Class 2 ¦ Conservative | 0.28631 | 0.28631 | 0.28631 | 0.28631 | 0.28631 | 0.28631 | 0.28631 | 0.28631 | 0.28631 | 0.28631 | 0.28631 | 0.28801 | 0.28971 | 0.29141 | 0.29311 | 0.2948 | 0.2965 | 0.2982 | 0.2999 | 0.3016 | 0.3033 | 0.305 | 0.3067 | 0.3084 | 0.3101 | 0.3118 | 0.3135 | 0.3152 | 0.3169 | 0.3186 | 0.3203
Net Capacity Factor (%) | Utility PV - Class 1 | Advanced | Net Capacity Factor (%) ¦ Utility PV - Class 1 ¦ Advanced | 0.30053 | 0.30589 | 0.31125 | 0.31661 | 0.32197 | 0.32733 | 0.33269 | 0.33805 | 0.34341 | 0.34877 | 0.35413 | 0.3549 | 0.35567 | 0.35644 | 0.35721 | 0.35798 | 0.35875 | 0.35952 | 0.36029 | 0.36106 | 0.36183 | 0.3626 | 0.36337 | 0.36414 | 0.36491 | 0.36568 | 0.36645 | 0.36722 | 0.36799 | 0.36876 | 0.36953
Net Capacity Factor (%) | Utility PV - Class 1 | Moderate | Net Capacity Factor (%) ¦ Utility PV - Class 1 ¦ Moderate | 0.29835 | 0.30154 | 0.30472 | 0.30791 | 0.3111 | 0.31428 | 0.31747 | 0.32065 | 0.32384 | 0.32702 | 0.33021 | 0.33141 | 0.3326 | 0.3338 | 0.33499 | 0.33619 | 0.33739 | 0.33858 | 0.33978 | 0.34098 | 0.34217 | 0.34337 | 0.34456 | 0.34576 | 0.34696 | 0.34815 | 0.34935 | 0.35055 | 0.35174 | 0.35294 | 0.35413
Net Capacity Factor (%) | Utility PV - Class 1 | Conservative | Net Capacity Factor (%) ¦ Utility PV - Class 1 ¦ Conservative | 0.29517 | 0.29517 | 0.29517 | 0.29517 | 0.29517 | 0.29517 | 0.29517 | 0.29517 | 0.29517 | 0.29517 | 0.29517 | 0.29692 | 0.29867 | 0.30042 | 0.30218 | 0.30393 | 0.30568 | 0.30743 | 0.30918 | 0.31094 | 0.31269 | 0.31444 | 0.31619 | 0.31794 | 0.3197 | 0.32145 | 0.3232 | 0.32495 | 0.32671 | 0.32846 | 0.33021
Annual Energy Production (kWh/kW) | Utility PV - Class 10 | Advanced | Annual Energy Production (kWh/kW) ¦ Utility PV - Class 10 ¦ Advanced | 1641.3492 | 1670.6266 | 1699.904 | 1729.1814 | 1758.4588 | 1787.7362 | 1817.0136 | 1846.291 | 1875.5683 | 1904.8457 | 1934.1231 | 1938.3277 | 1942.5324 | 1946.737 | 1950.9416 | 1955.1462 | 1959.3508 | 1963.5554 | 1967.76 | 1971.9647 | 1976.1693 | 1980.3739 | 1984.5785 | 1988.7831 | 1992.9877 | 1997.1924 | 2001.397 | 2005.6016 | 2009.8062 | 2014.0108 | 2018.2154
Annual Energy Production (kWh/kW) | Utility PV - Class 10 | Moderate | Annual Energy Production (kWh/kW) ¦ Utility PV - Class 10 ¦ Moderate | 1629.4706 | 1646.8694 | 1664.2682 | 1681.6669 | 1699.0657 | 1716.4644 | 1733.8632 | 1751.262 | 1768.6607 | 1786.0595 | 1803.4583 | 1809.9915 | 1816.5248 | 1823.058 | 1829.5912 | 1836.1245 | 1842.6577 | 1849.191 | 1855.7242 | 1862.2575 | 1868.7907 | 1875.3239 | 1881.8572 | 1888.3904 | 1894.9237 | 1901.4569 | 1907.9901 | 1914.5234 | 1921.0566 | 1927.5899 | 1934.1231
Annual Energy Production (kWh/kW) | Utility PV - Class 10 | Conservative | Annual Energy Production (kWh/kW) ¦ Utility PV - Class 10 ¦ Conservative | 1612.0719 | 1612.0719 | 1612.0719 | 1612.0719 | 1612.0719 | 1612.0719 | 1612.0719 | 1612.0719 | 1612.0719 | 1612.0719 | 1612.0719 | 1621.6412 | 1631.2105 | 1640.7798 | 1650.3491 | 1659.9185 | 1669.4878 | 1679.0571 | 1688.6264 | 1698.1957 | 1707.7651 | 1717.3344 | 1726.9037 | 1736.473 | 1746.0423 | 1755.6117 | 1765.181 | 1774.7503 | 1784.3196 | 1793.889 | 1803.4583
Annual Energy Production (kWh/kW) | Utility PV - Class 9 | Advanced | Annual Energy Production (kWh/kW) ¦ Utility PV - Class 9 ¦ Advanced | 1786.8547 | 1818.7275 | 1850.6003 | 1882.4731 | 1914.346 | 1946.2188 | 1978.0916 | 2009.9644 | 2041.8373 | 2073.7101 | 2105.5829 | 2110.1603 | 2114.7376 | 2119.315 | 2123.8923 | 2128.4697 | 2133.047 | 2137.6244 | 2142.2018 | 2146.7791 | 2151.3565 | 2155.9338 | 2160.5112 | 2165.0885 | 2169.6659 | 2174.2432 | 2178.8206 | 2183.3979 | 2187.9753 | 2192.5526 | 2197.13
Annual Energy Production (kWh/kW) | Utility PV - Class 9 | Moderate | Annual Energy Production (kWh/kW) ¦ Utility PV - Class 9 ¦ Moderate | 1773.923 | 1792.8642 | 1811.8053 | 1830.7465 | 1849.6877 | 1868.6288 | 1887.57 | 1906.5112 | 1925.4523 | 1944.3935 | 1963.3346 | 1970.4471 | 1977.5595 | 1984.6719 | 1991.7843 | 1998.8967 | 2006.0091 | 2013.1215 | 2020.234 | 2027.3464 | 2034.4588 | 2041.5712 | 2048.6836 | 2055.796 | 2062.9084 | 2070.0209 | 2077.1333 | 2084.2457 | 2091.3581 | 2098.4705 | 2105.5829
Annual Energy Production (kWh/kW) | Utility PV - Class 9 | Conservative | Annual Energy Production (kWh/kW) ¦ Utility PV - Class 9 ¦ Conservative | 1754.9818 | 1754.9818 | 1754.9818 | 1754.9818 | 1754.9818 | 1754.9818 | 1754.9818 | 1754.9818 | 1754.9818 | 1754.9818 | 1754.9818 | 1765.3995 | 1775.8171 | 1786.2348 | 1796.6524 | 1807.07 | 1817.4877 | 1827.9053 | 1838.323 | 1848.7406 | 1859.1582 | 1869.5759 | 1879.9935 | 1890.4112 | 1900.8288 | 1911.2464 | 1921.6641 | 1932.0817 | 1942.4994 | 1952.917 | 1963.3346
Annual Energy Production (kWh/kW) | Utility PV - Class 8 | Advanced | Annual Energy Production (kWh/kW) ¦ Utility PV - Class 8 ¦ Advanced | 1878.5484 | 1912.0568 | 1945.5652 | 1979.0736 | 2012.582 | 2046.0904 | 2079.5988 | 2113.1072 | 2146.6156 | 2180.124 | 2213.6324 | 2218.4447 | 2223.2569 | 2228.0692 | 2232.8814 | 2237.6936 | 2242.5059 | 2247.3181 | 2252.1304 | 2256.9426 | 2261.7549 | 2266.5671 | 2271.3794 | 2276.1916 | 2281.0038 | 2285.8161 | 2290.6283 | 2295.4406 | 2300.2528 | 2305.0651 | 2309.8773
Annual Energy Production (kWh/kW) | Utility PV - Class 8 | Moderate | Annual Energy Production (kWh/kW) ¦ Utility PV - Class 8 ¦ Moderate | 1864.9532 | 1884.8663 | 1904.7794 | 1924.6926 | 1944.6057 | 1964.5189 | 1984.432 | 2004.3452 | 2024.2583 | 2044.1714 | 2064.0846 | 2071.562 | 2079.0394 | 2086.5168 | 2093.9942 | 2101.4715 | 2108.9489 | 2116.4263 | 2123.9037 | 2131.3811 | 2138.8585 | 2146.3359 | 2153.8133 | 2161.2907 | 2168.7681 | 2176.2455 | 2183.7229 | 2191.2003 | 2198.6776 | 2206.155 | 2213.6324
Annual Energy Production (kWh/kW) | Utility PV - Class 8 | Conservative | Annual Energy Production (kWh/kW) ¦ Utility PV - Class 8 ¦ Conservative | 1845.04 | 1845.04 | 1845.04 | 1845.04 | 1845.04 | 1845.04 | 1845.04 | 1845.04 | 1845.04 | 1845.04 | 1845.04 | 1855.9922 | 1866.9445 | 1877.8967 | 1888.8489 | 1899.8012 | 1910.7534 | 1921.7056 | 1932.6578 | 1943.6101 | 1954.5623 | 1965.5145 | 1976.4668 | 1987.419 | 1998.3712 | 2009.3234 | 2020.2757 | 2031.2279 | 2042.1801 | 2053.1324 | 2064.0846
Annual Energy Production (kWh/kW) | Utility PV - Class 7 | Advanced | Annual Energy Production (kWh/kW) ¦ Utility PV - Class 7 ¦ Advanced | 1971.9896 | 2007.1647 | 2042.3398 | 2077.515 | 2112.6901 | 2147.8653 | 2183.0404 | 2218.2156 | 2253.3907 | 2288.5659 | 2323.741 | 2328.7926 | 2333.8443 | 2338.8959 | 2343.9475 | 2348.9991 | 2354.0507 | 2359.1023 | 2364.1539 | 2369.2055 | 2374.2571 | 2379.3087 | 2384.3604 | 2389.412 | 2394.4636 | 2399.5152 | 2404.5668 | 2409.6184 | 2414.67 | 2419.7216 | 2424.7732
Annual Energy Production (kWh/kW) | Utility PV - Class 7 | Moderate | Annual Energy Production (kWh/kW) ¦ Utility PV - Class 7 ¦ Moderate | 1957.718 | 1978.6217 | 1999.5253 | 2020.429 | 2041.3326 | 2062.2363 | 2083.1399 | 2104.0436 | 2124.9472 | 2145.8509 | 2166.7545 | 2174.6038 | 2182.4532 | 2190.3025 | 2198.1518 | 2206.0011 | 2213.8505 | 2221.6998 | 2229.5491 | 2237.3984 | 2245.2478 | 2253.0971 | 2260.9464 | 2268.7957 | 2276.6451 | 2284.4944 | 2292.3437 | 2300.1931 | 2308.0424 | 2315.8917 | 2323.741
Annual Energy Production (kWh/kW) | Utility PV - Class 7 | Conservative | Annual Energy Production (kWh/kW) ¦ Utility PV - Class 7 ¦ Conservative | 1936.8144 | 1936.8144 | 1936.8144 | 1936.8144 | 1936.8144 | 1936.8144 | 1936.8144 | 1936.8144 | 1936.8144 | 1936.8144 | 1936.8144 | 1948.3114 | 1959.8084 | 1971.3054 | 1982.8024 | 1994.2994 | 2005.7964 | 2017.2934 | 2028.7904 | 2040.2874 | 2051.7845 | 2063.2815 | 2074.7785 | 2086.2755 | 2097.7725 | 2109.2695 | 2120.7665 | 2132.2635 | 2143.7605 | 2155.2575 | 2166.7545
Annual Energy Production (kWh/kW) | Utility PV - Class 6 | Advanced | Annual Energy Production (kWh/kW) ¦ Utility PV - Class 6 ¦ Advanced | 2072.0278 | 2108.9873 | 2145.9469 | 2182.9065 | 2219.866 | 2256.8256 | 2293.7852 | 2330.7447 | 2367.7043 | 2404.6639 | 2441.6234 | 2446.9313 | 2452.2392 | 2457.5471 | 2462.855 | 2468.1628 | 2473.4707 | 2478.7786 | 2484.0865 | 2489.3943 | 2494.7022 | 2500.0101 | 2505.318 | 2510.6258 | 2515.9337 | 2521.2416 | 2526.5495 | 2531.8574 | 2537.1652 | 2542.4731 | 2547.781
Annual Energy Production (kWh/kW) | Utility PV - Class 6 | Moderate | Annual Energy Production (kWh/kW) ¦ Utility PV - Class 6 ¦ Moderate | 2057.0323 | 2078.9963 | 2100.9604 | 2122.9245 | 2144.8886 | 2166.8527 | 2188.8167 | 2210.7808 | 2232.7449 | 2254.709 | 2276.6731 | 2284.9206 | 2293.1681 | 2301.4156 | 2309.6631 | 2317.9107 | 2326.1582 | 2334.4057 | 2342.6532 | 2350.9007 | 2359.1483 | 2367.3958 | 2375.6433 | 2383.8908 | 2392.1383 | 2400.3858 | 2408.6334 | 2416.8809 | 2425.1284 | 2433.3759 | 2441.6234
Annual Energy Production (kWh/kW) | Utility PV - Class 6 | Conservative | Annual Energy Production (kWh/kW) ¦ Utility PV - Class 6 ¦ Conservative | 2035.0682 | 2035.0682 | 2035.0682 | 2035.0682 | 2035.0682 | 2035.0682 | 2035.0682 | 2035.0682 | 2035.0682 | 2035.0682 | 2035.0682 | 2047.1484 | 2059.2287 | 2071.3089 | 2083.3892 | 2095.4694 | 2107.5497 | 2119.6299 | 2131.7101 | 2143.7904 | 2155.8706 | 2167.9509 | 2180.0311 | 2192.1114 | 2204.1916 | 2216.2718 | 2228.3521 | 2240.4323 | 2252.5126 | 2264.5928 | 2276.6731
Annual Energy Production (kWh/kW) | Utility PV - Class 5 | Advanced | Annual Energy Production (kWh/kW) ¦ Utility PV - Class 5 ¦ Advanced | 2150.2457 | 2188.6005 | 2226.9553 | 2265.31 | 2303.6648 | 2342.0196 | 2380.3743 | 2418.7291 | 2457.0839 | 2495.4387 | 2533.7934 | 2539.3017 | 2544.8099 | 2550.3182 | 2555.8264 | 2561.3347 | 2566.8429 | 2572.3512 | 2577.8594 | 2583.3677 | 2588.8759 | 2594.3841 | 2599.8924 | 2605.4006 | 2610.9089 | 2616.4171 | 2621.9254 | 2627.4336 | 2632.9419 | 2638.4501 | 2643.9584
Annual Energy Production (kWh/kW) | Utility PV - Class 5 | Moderate | Annual Energy Production (kWh/kW) ¦ Utility PV - Class 5 ¦ Moderate | 2134.6841 | 2157.4774 | 2180.2706 | 2203.0638 | 2225.857 | 2248.6502 | 2271.4434 | 2294.2366 | 2317.0298 | 2339.823 | 2362.6163 | 2371.1751 | 2379.734 | 2388.2928 | 2396.8517 | 2405.4105 | 2413.9694 | 2422.5283 | 2431.0871 | 2439.646 | 2448.2048 | 2456.7637 | 2465.3226 | 2473.8814 | 2482.4403 | 2490.9991 | 2499.558 | 2508.1169 | 2516.6757 | 2525.2346 | 2533.7934
Annual Energy Production (kWh/kW) | Utility PV - Class 5 | Conservative | Annual Energy Production (kWh/kW) ¦ Utility PV - Class 5 ¦ Conservative | 2111.8909 | 2111.8909 | 2111.8909 | 2111.8909 | 2111.8909 | 2111.8909 | 2111.8909 | 2111.8909 | 2111.8909 | 2111.8909 | 2111.8909 | 2124.4272 | 2136.9635 | 2149.4997 | 2162.036 | 2174.5723 | 2187.1085 | 2199.6448 | 2212.1811 | 2224.7173 | 2237.2536 | 2249.7899 | 2262.3261 | 2274.8624 | 2287.3987 | 2299.9349 | 2312.4712 | 2325.0075 | 2337.5437 | 2350.08 | 2362.6163
Annual Energy Production (kWh/kW) | Utility PV - Class 4 | Advanced | Annual Energy Production (kWh/kW) ¦ Utility PV - Class 4 ¦ Advanced | 2301.619 | 2342.6738 | 2383.7287 | 2424.7836 | 2465.8385 | 2506.8933 | 2547.9482 | 2589.0031 | 2630.058 | 2671.1129 | 2712.1677 | 2718.0637 | 2723.9598 | 2729.8558 | 2735.7518 | 2741.6478 | 2747.5438 | 2753.4398 | 2759.3359 | 2765.2319 | 2771.1279 | 2777.0239 | 2782.9199 | 2788.8159 | 2794.712 | 2800.608 | 2806.504 | 2812.4 | 2818.296 | 2824.192 | 2830.0881
Annual Energy Production (kWh/kW) | Utility PV - Class 4 | Moderate | Annual Energy Production (kWh/kW) ¦ Utility PV - Class 4 ¦ Moderate | 2284.9619 | 2309.3597 | 2333.7575 | 2358.1553 | 2382.5531 | 2406.951 | 2431.3488 | 2455.7466 | 2480.1444 | 2504.5422 | 2528.94 | 2538.1014 | 2547.2628 | 2556.4242 | 2565.5855 | 2574.7469 | 2583.9083 | 2593.0697 | 2602.2311 | 2611.3925 | 2620.5539 | 2629.7153 | 2638.8766 | 2648.038 | 2657.1994 | 2666.3608 | 2675.5222 | 2684.6836 | 2693.845 | 2703.0063 | 2712.1677
Annual Energy Production (kWh/kW) | Utility PV - Class 4 | Conservative | Annual Energy Production (kWh/kW) ¦ Utility PV - Class 4 ¦ Conservative | 2260.5641 | 2260.5641 | 2260.5641 | 2260.5641 | 2260.5641 | 2260.5641 | 2260.5641 | 2260.5641 | 2260.5641 | 2260.5641 | 2260.5641 | 2273.9829 | 2287.4017 | 2300.8205 | 2314.2393 | 2327.6581 | 2341.0769 | 2354.4957 | 2367.9145 | 2381.3333 | 2394.752 | 2408.1708 | 2421.5896 | 2435.0084 | 2448.4272 | 2461.846 | 2475.2648 | 2488.6836 | 2502.1024 | 2515.5212 | 2528.94
Annual Energy Production (kWh/kW) | Utility PV - Class 3 | Advanced | Annual Energy Production (kWh/kW) ¦ Utility PV - Class 3 ¦ Advanced | 2435.4227 | 2478.8643 | 2522.3059 | 2565.7475 | 2609.1891 | 2652.6307 | 2696.0723 | 2739.5138 | 2782.9554 | 2826.397 | 2869.8386 | 2876.0774 | 2882.3162 | 2888.5549 | 2894.7937 | 2901.0325 | 2907.2713 | 2913.5101 | 2919.7488 | 2925.9876 | 2932.2264 | 2938.4652 | 2944.704 | 2950.9427 | 2957.1815 | 2963.4203 | 2969.6591 | 2975.8978 | 2982.1366 | 2988.3754 | 2994.6142
Annual Energy Production (kWh/kW) | Utility PV - Class 3 | Moderate | Annual Energy Production (kWh/kW) ¦ Utility PV - Class 3 ¦ Moderate | 2417.7973 | 2443.6135 | 2469.4296 | 2495.2458 | 2521.062 | 2546.8782 | 2572.6943 | 2598.5105 | 2624.3267 | 2650.1428 | 2675.959 | 2685.653 | 2695.347 | 2705.0409 | 2714.7349 | 2724.4289 | 2734.1229 | 2743.8169 | 2753.5108 | 2763.2048 | 2772.8988 | 2782.5928 | 2792.2868 | 2801.9807 | 2811.6747 | 2821.3687 | 2831.0627 | 2840.7567 | 2850.4506 | 2860.1446 | 2869.8386
Annual Energy Production (kWh/kW) | Utility PV - Class 3 | Conservative | Annual Energy Production (kWh/kW) ¦ Utility PV - Class 3 ¦ Conservative | 2391.9811 | 2391.9811 | 2391.9811 | 2391.9811 | 2391.9811 | 2391.9811 | 2391.9811 | 2391.9811 | 2391.9811 | 2391.9811 | 2391.9811 | 2406.18 | 2420.3789 | 2434.5778 | 2448.7767 | 2462.9756 | 2477.1745 | 2491.3734 | 2505.5723 | 2519.7712 | 2533.9701 | 2548.169 | 2562.3679 | 2576.5667 | 2590.7656 | 2604.9645 | 2619.1634 | 2633.3623 | 2647.5612 | 2661.7601 | 2675.959
Annual Energy Production (kWh/kW) | Utility PV - Class 2 | Advanced | Annual Energy Production (kWh/kW) ¦ Utility PV - Class 2 ¦ Advanced | 2553.5997 | 2599.1492 | 2644.6988 | 2690.2484 | 2735.7979 | 2781.3475 | 2826.897 | 2872.4466 | 2917.9961 | 2963.5457 | 3009.0952 | 3015.6368 | 3022.1783 | 3028.7198 | 3035.2613 | 3041.8028 | 3048.3443 | 3054.8858 | 3061.4273 | 3067.9688 | 3074.5104 | 3081.0519 | 3087.5934 | 3094.1349 | 3100.6764 | 3107.2179 | 3113.7594 | 3120.3009 | 3126.8424 | 3133.384 | 3139.9255
Annual Energy Production (kWh/kW) | Utility PV - Class 2 | Moderate | Annual Energy Production (kWh/kW) ¦ Utility PV - Class 2 ¦ Moderate | 2535.119 | 2562.1879 | 2589.2568 | 2616.3256 | 2643.3945 | 2670.4634 | 2697.5323 | 2724.6012 | 2751.67 | 2778.7389 | 2805.8078 | 2815.9722 | 2826.1365 | 2836.3009 | 2846.4653 | 2856.6296 | 2866.794 | 2876.9584 | 2887.1228 | 2897.2871 | 2907.4515 | 2917.6159 | 2927.7803 | 2937.9446 | 2948.109 | 2958.2734 | 2968.4377 | 2978.6021 | 2988.7665 | 2998.9309 | 3009.0952
Annual Energy Production (kWh/kW) | Utility PV - Class 2 | Conservative | Annual Energy Production (kWh/kW) ¦ Utility PV - Class 2 ¦ Conservative | 2508.0501 | 2508.0501 | 2508.0501 | 2508.0501 | 2508.0501 | 2508.0501 | 2508.0501 | 2508.0501 | 2508.0501 | 2508.0501 | 2508.0501 | 2522.938 | 2537.8259 | 2552.7138 | 2567.6017 | 2582.4895 | 2597.3774 | 2612.2653 | 2627.1532 | 2642.0411 | 2656.929 | 2671.8168 | 2686.7047 | 2701.5926 | 2716.4805 | 2731.3684 | 2746.2563 | 2761.1441 | 2776.032 | 2790.9199 | 2805.8078
Annual Energy Production (kWh/kW) | Utility PV - Class 1 | Advanced | Annual Energy Production (kWh/kW) ¦ Utility PV - Class 1 ¦ Advanced | 2632.6235 | 2679.5826 | 2726.5418 | 2773.5009 | 2820.46 | 2867.4192 | 2914.3783 | 2961.3374 | 3008.2966 | 3055.2557 | 3102.2148 | 3108.9588 | 3115.7027 | 3122.4467 | 3129.1906 | 3135.9345 | 3142.6785 | 3149.4224 | 3156.1664 | 3162.9103 | 3169.6543 | 3176.3982 | 3183.1422 | 3189.8861 | 3196.6301 | 3203.374 | 3210.1179 | 3216.8619 | 3223.6058 | 3230.3498 | 3237.0937
Annual Energy Production (kWh/kW) | Utility PV - Class 1 | Moderate | Annual Energy Production (kWh/kW) ¦ Utility PV - Class 1 ¦ Moderate | 2613.5709 | 2641.4775 | 2669.384 | 2697.2906 | 2725.1971 | 2753.1037 | 2781.0102 | 2808.9168 | 2836.8233 | 2864.7299 | 2892.6364 | 2903.1153 | 2913.5943 | 2924.0732 | 2934.5521 | 2945.031 | 2955.5099 | 2965.9889 | 2976.4678 | 2986.9467 | 2997.4256 | 3007.9045 | 3018.3835 | 3028.8624 | 3039.3413 | 3049.8202 | 3060.2991 | 3070.7781 | 3081.257 | 3091.7359 | 3102.2148
Annual Energy Production (kWh/kW) | Utility PV - Class 1 | Conservative | Annual Energy Production (kWh/kW) ¦ Utility PV - Class 1 ¦ Conservative | 2585.6644 | 2585.6644 | 2585.6644 | 2585.6644 | 2585.6644 | 2585.6644 | 2585.6644 | 2585.6644 | 2585.6644 | 2585.6644 | 2585.6644 | 2601.013 | 2616.3616 | 2631.7102 | 2647.0588 | 2662.4074 | 2677.756 | 2693.1046 | 2708.4532 | 2723.8018 | 2739.1504 | 2754.499 | 2769.8476 | 2785.1962 | 2800.5448 | 2815.8934 | 2831.242 | 2846.5906 | 2861.9392 | 2877.2878 | 2892.6364
CAPEX ($/kW) | Utility PV - Class 10 | Advanced | CAPEX ($/kW) ¦ Utility PV - Class 10 ¦ Advanced | 1333.2623 | 1165.8605 | 1104.9408 | 1044.0211 | 983.1014 | 922.1817 | 861.9235 | 801.5711 | 741.1246 | 680.5843 | 619.9502 | 612.3255 | 604.7008 | 597.0761 | 589.4514 | 581.8266 | 574.2019 | 566.5772 | 558.9525 | 551.3278 | 543.7031 | 536.0784 | 528.4536 | 520.8289 | 513.2042 | 505.5795 | 497.9548 | 490.3301 | 482.7054 | 475.0806 | 467.4559
CAPEX ($/kW) | Utility PV - Class 10 | Moderate | CAPEX ($/kW) ¦ Utility PV - Class 10 ¦ Moderate | 1333.2623 | 1165.8605 | 1119.8223 | 1073.784 | 1027.7458 | 981.7076 | 936.3879 | 890.9969 | 845.5346 | 800.0011 | 754.3966 | 747.6743 | 740.952 | 734.2296 | 727.5073 | 720.785 | 714.0627 | 707.3404 | 700.618 | 693.8957 | 687.1734 | 680.4511 | 673.7288 | 667.0065 | 660.2841 | 653.5618 | 646.8395 | 640.1172 | 633.3949 | 626.6725 | 619.9502
CAPEX ($/kW) | Utility PV - Class 10 | Conservative | CAPEX ($/kW) ¦ Utility PV - Class 10 ¦ Conservative | 1333.2623 | 1165.8605 | 1163.5648 | 1161.2691 | 1158.9734 | 1156.6777 | 1155.2685 | 1153.855 | 1152.4371 | 1151.0149 | 1149.5883 | 1129.8287 | 1110.0691 | 1090.3095 | 1070.5499 | 1050.7903 | 1031.0308 | 1011.2712 | 991.5116 | 971.752 | 951.9924 | 932.2328 | 912.4733 | 892.7137 | 872.9541 | 853.1945 | 833.4349 | 813.6754 | 793.9158 | 774.1562 | 754.3966
CAPEX ($/kW) | Utility PV - Class 9 | Advanced | CAPEX ($/kW) ¦ Utility PV - Class 9 ¦ Advanced | 1333.2623 | 1165.8605 | 1104.9408 | 1044.0211 | 983.1014 | 922.1817 | 861.9235 | 801.5711 | 741.1246 | 680.5843 | 619.9502 | 612.3255 | 604.7008 | 597.0761 | 589.4514 | 581.8266 | 574.2019 | 566.5772 | 558.9525 | 551.3278 | 543.7031 | 536.0784 | 528.4536 | 520.8289 | 513.2042 | 505.5795 | 497.9548 | 490.3301 | 482.7054 | 475.0806 | 467.4559
CAPEX ($/kW) | Utility PV - Class 9 | Moderate | CAPEX ($/kW) ¦ Utility PV - Class 9 ¦ Moderate | 1333.2623 | 1165.8605 | 1119.8223 | 1073.784 | 1027.7458 | 981.7076 | 936.3879 | 890.9969 | 845.5346 | 800.0011 | 754.3966 | 747.6743 | 740.952 | 734.2296 | 727.5073 | 720.785 | 714.0627 | 707.3404 | 700.618 | 693.8957 | 687.1734 | 680.4511 | 673.7288 | 667.0065 | 660.2841 | 653.5618 | 646.8395 | 640.1172 | 633.3949 | 626.6725 | 619.9502
CAPEX ($/kW) | Utility PV - Class 9 | Conservative | CAPEX ($/kW) ¦ Utility PV - Class 9 ¦ Conservative | 1333.2623 | 1165.8605 | 1163.5648 | 1161.2691 | 1158.9734 | 1156.6777 | 1155.2685 | 1153.855 | 1152.4371 | 1151.0149 | 1149.5883 | 1129.8287 | 1110.0691 | 1090.3095 | 1070.5499 | 1050.7903 | 1031.0308 | 1011.2712 | 991.5116 | 971.752 | 951.9924 | 932.2328 | 912.4733 | 892.7137 | 872.9541 | 853.1945 | 833.4349 | 813.6754 | 793.9158 | 774.1562 | 754.3966
CAPEX ($/kW) | Utility PV - Class 8 | Advanced | CAPEX ($/kW) ¦ Utility PV - Class 8 ¦ Advanced | 1333.2623 | 1165.8605 | 1104.9408 | 1044.0211 | 983.1014 | 922.1817 | 861.9235 | 801.5711 | 741.1246 | 680.5843 | 619.9502 | 612.3255 | 604.7008 | 597.0761 | 589.4514 | 581.8266 | 574.2019 | 566.5772 | 558.9525 | 551.3278 | 543.7031 | 536.0784 | 528.4536 | 520.8289 | 513.2042 | 505.5795 | 497.9548 | 490.3301 | 482.7054 | 475.0806 | 467.4559
CAPEX ($/kW) | Utility PV - Class 8 | Moderate | CAPEX ($/kW) ¦ Utility PV - Class 8 ¦ Moderate | 1333.2623 | 1165.8605 | 1119.8223 | 1073.784 | 1027.7458 | 981.7076 | 936.3879 | 890.9969 | 845.5346 | 800.0011 | 754.3966 | 747.6743 | 740.952 | 734.2296 | 727.5073 | 720.785 | 714.0627 | 707.3404 | 700.618 | 693.8957 | 687.1734 | 680.4511 | 673.7288 | 667.0065 | 660.2841 | 653.5618 | 646.8395 | 640.1172 | 633.3949 | 626.6725 | 619.9502
CAPEX ($/kW) | Utility PV - Class 8 | Conservative | CAPEX ($/kW) ¦ Utility PV - Class 8 ¦ Conservative | 1333.2623 | 1165.8605 | 1163.5648 | 1161.2691 | 1158.9734 | 1156.6777 | 1155.2685 | 1153.855 | 1152.4371 | 1151.0149 | 1149.5883 | 1129.8287 | 1110.0691 | 1090.3095 | 1070.5499 | 1050.7903 | 1031.0308 | 1011.2712 | 991.5116 | 971.752 | 951.9924 | 932.2328 | 912.4733 | 892.7137 | 872.9541 | 853.1945 | 833.4349 | 813.6754 | 793.9158 | 774.1562 | 754.3966
CAPEX ($/kW) | Utility PV - Class 7 | Advanced | CAPEX ($/kW) ¦ Utility PV - Class 7 ¦ Advanced | 1333.2623 | 1165.8605 | 1104.9408 | 1044.0211 | 983.1014 | 922.1817 | 861.9235 | 801.5711 | 741.1246 | 680.5843 | 619.9502 | 612.3255 | 604.7008 | 597.0761 | 589.4514 | 581.8266 | 574.2019 | 566.5772 | 558.9525 | 551.3278 | 543.7031 | 536.0784 | 528.4536 | 520.8289 | 513.2042 | 505.5795 | 497.9548 | 490.3301 | 482.7054 | 475.0806 | 467.4559
CAPEX ($/kW) | Utility PV - Class 7 | Moderate | CAPEX ($/kW) ¦ Utility PV - Class 7 ¦ Moderate | 1333.2623 | 1165.8605 | 1119.8223 | 1073.784 | 1027.7458 | 981.7076 | 936.3879 | 890.9969 | 845.5346 | 800.0011 | 754.3966 | 747.6743 | 740.952 | 734.2296 | 727.5073 | 720.785 | 714.0627 | 707.3404 | 700.618 | 693.8957 | 687.1734 | 680.4511 | 673.7288 | 667.0065 | 660.2841 | 653.5618 | 646.8395 | 640.1172 | 633.3949 | 626.6725 | 619.9502
CAPEX ($/kW) | Utility PV - Class 7 | Conservative | CAPEX ($/kW) ¦ Utility PV - Class 7 ¦ Conservative | 1333.2623 | 1165.8605 | 1163.5648 | 1161.2691 | 1158.9734 | 1156.6777 | 1155.2685 | 1153.855 | 1152.4371 | 1151.0149 | 1149.5883 | 1129.8287 | 1110.0691 | 1090.3095 | 1070.5499 | 1050.7903 | 1031.0308 | 1011.2712 | 991.5116 | 971.752 | 951.9924 | 932.2328 | 912.4733 | 892.7137 | 872.9541 | 853.1945 | 833.4349 | 813.6754 | 793.9158 | 774.1562 | 754.3966
CAPEX ($/kW) | Utility PV - Class 6 | Advanced | CAPEX ($/kW) ¦ Utility PV - Class 6 ¦ Advanced | 1333.2623 | 1165.8605 | 1104.9408 | 1044.0211 | 983.1014 | 922.1817 | 861.9235 | 801.5711 | 741.1246 | 680.5843 | 619.9502 | 612.3255 | 604.7008 | 597.0761 | 589.4514 | 581.8266 | 574.2019 | 566.5772 | 558.9525 | 551.3278 | 543.7031 | 536.0784 | 528.4536 | 520.8289 | 513.2042 | 505.5795 | 497.9548 | 490.3301 | 482.7054 | 475.0806 | 467.4559
CAPEX ($/kW) | Utility PV - Class 6 | Moderate | CAPEX ($/kW) ¦ Utility PV - Class 6 ¦ Moderate | 1333.2623 | 1165.8605 | 1119.8223 | 1073.784 | 1027.7458 | 981.7076 | 936.3879 | 890.9969 | 845.5346 | 800.0011 | 754.3966 | 747.6743 | 740.952 | 734.2296 | 727.5073 | 720.785 | 714.0627 | 707.3404 | 700.618 | 693.8957 | 687.1734 | 680.4511 | 673.7288 | 667.0065 | 660.2841 | 653.5618 | 646.8395 | 640.1172 | 633.3949 | 626.6725 | 619.9502
CAPEX ($/kW) | Utility PV - Class 6 | Conservative | CAPEX ($/kW) ¦ Utility PV - Class 6 ¦ Conservative | 1333.2623 | 1165.8605 | 1163.5648 | 1161.2691 | 1158.9734 | 1156.6777 | 1155.2685 | 1153.855 | 1152.4371 | 1151.0149 | 1149.5883 | 1129.8287 | 1110.0691 | 1090.3095 | 1070.5499 | 1050.7903 | 1031.0308 | 1011.2712 | 991.5116 | 971.752 | 951.9924 | 932.2328 | 912.4733 | 892.7137 | 872.9541 | 853.1945 | 833.4349 | 813.6754 | 793.9158 | 774.1562 | 754.3966
CAPEX ($/kW) | Utility PV - Class 5 | Advanced | CAPEX ($/kW) ¦ Utility PV - Class 5 ¦ Advanced | 1333.2623 | 1165.8605 | 1104.9408 | 1044.0211 | 983.1014 | 922.1817 | 861.9235 | 801.5711 | 741.1246 | 680.5843 | 619.9502 | 612.3255 | 604.7008 | 597.0761 | 589.4514 | 581.8266 | 574.2019 | 566.5772 | 558.9525 | 551.3278 | 543.7031 | 536.0784 | 528.4536 | 520.8289 | 513.2042 | 505.5795 | 497.9548 | 490.3301 | 482.7054 | 475.0806 | 467.4559
CAPEX ($/kW) | Utility PV - Class 5 | Moderate | CAPEX ($/kW) ¦ Utility PV - Class 5 ¦ Moderate | 1333.2623 | 1165.8605 | 1119.8223 | 1073.784 | 1027.7458 | 981.7076 | 936.3879 | 890.9969 | 845.5346 | 800.0011 | 754.3966 | 747.6743 | 740.952 | 734.2296 | 727.5073 | 720.785 | 714.0627 | 707.3404 | 700.618 | 693.8957 | 687.1734 | 680.4511 | 673.7288 | 667.0065 | 660.2841 | 653.5618 | 646.8395 | 640.1172 | 633.3949 | 626.6725 | 619.9502
CAPEX ($/kW) | Utility PV - Class 5 | Conservative | CAPEX ($/kW) ¦ Utility PV - Class 5 ¦ Conservative | 1333.2623 | 1165.8605 | 1163.5648 | 1161.2691 | 1158.9734 | 1156.6777 | 1155.2685 | 1153.855 | 1152.4371 | 1151.0149 | 1149.5883 | 1129.8287 | 1110.0691 | 1090.3095 | 1070.5499 | 1050.7903 | 1031.0308 | 1011.2712 | 991.5116 | 971.752 | 951.9924 | 932.2328 | 912.4733 | 892.7137 | 872.9541 | 853.1945 | 833.4349 | 813.6754 | 793.9158 | 774.1562 | 754.3966
CAPEX ($/kW) | Utility PV - Class 4 | Advanced | CAPEX ($/kW) ¦ Utility PV - Class 4 ¦ Advanced | 1333.2623 | 1165.8605 | 1104.9408 | 1044.0211 | 983.1014 | 922.1817 | 861.9235 | 801.5711 | 741.1246 | 680.5843 | 619.9502 | 612.3255 | 604.7008 | 597.0761 | 589.4514 | 581.8266 | 574.2019 | 566.5772 | 558.9525 | 551.3278 | 543.7031 | 536.0784 | 528.4536 | 520.8289 | 513.2042 | 505.5795 | 497.9548 | 490.3301 | 482.7054 | 475.0806 | 467.4559
CAPEX ($/kW) | Utility PV - Class 4 | Moderate | CAPEX ($/kW) ¦ Utility PV - Class 4 ¦ Moderate | 1333.2623 | 1165.8605 | 1119.8223 | 1073.784 | 1027.7458 | 981.7076 | 936.3879 | 890.9969 | 845.5346 | 800.0011 | 754.3966 | 747.6743 | 740.952 | 734.2296 | 727.5073 | 720.785 | 714.0627 | 707.3404 | 700.618 | 693.8957 | 687.1734 | 680.4511 | 673.7288 | 667.0065 | 660.2841 | 653.5618 | 646.8395 | 640.1172 | 633.3949 | 626.6725 | 619.9502
CAPEX ($/kW) | Utility PV - Class 4 | Conservative | CAPEX ($/kW) ¦ Utility PV - Class 4 ¦ Conservative | 1333.2623 | 1165.8605 | 1163.5648 | 1161.2691 | 1158.9734 | 1156.6777 | 1155.2685 | 1153.855 | 1152.4371 | 1151.0149 | 1149.5883 | 1129.8287 | 1110.0691 | 1090.3095 | 1070.5499 | 1050.7903 | 1031.0308 | 1011.2712 | 991.5116 | 971.752 | 951.9924 | 932.2328 | 912.4733 | 892.7137 | 872.9541 | 853.1945 | 833.4349 | 813.6754 | 793.9158 | 774.1562 | 754.3966
CAPEX ($/kW) | Utility PV - Class 3 | Advanced | CAPEX ($/kW) ¦ Utility PV - Class 3 ¦ Advanced | 1333.2623 | 1165.8605 | 1104.9408 | 1044.0211 | 983.1014 | 922.1817 | 861.9235 | 801.5711 | 741.1246 | 680.5843 | 619.9502 | 612.3255 | 604.7008 | 597.0761 | 589.4514 | 581.8266 | 574.2019 | 566.5772 | 558.9525 | 551.3278 | 543.7031 | 536.0784 | 528.4536 | 520.8289 | 513.2042 | 505.5795 | 497.9548 | 490.3301 | 482.7054 | 475.0806 | 467.4559
CAPEX ($/kW) | Utility PV - Class 3 | Moderate | CAPEX ($/kW) ¦ Utility PV - Class 3 ¦ Moderate | 1333.2623 | 1165.8605 | 1119.8223 | 1073.784 | 1027.7458 | 981.7076 | 936.3879 | 890.9969 | 845.5346 | 800.0011 | 754.3966 | 747.6743 | 740.952 | 734.2296 | 727.5073 | 720.785 | 714.0627 | 707.3404 | 700.618 | 693.8957 | 687.1734 | 680.4511 | 673.7288 | 667.0065 | 660.2841 | 653.5618 | 646.8395 | 640.1172 | 633.3949 | 626.6725 | 619.9502
CAPEX ($/kW) | Utility PV - Class 3 | Conservative | CAPEX ($/kW) ¦ Utility PV - Class 3 ¦ Conservative | 1333.2623 | 1165.8605 | 1163.5648 | 1161.2691 | 1158.9734 | 1156.6777 | 1155.2685 | 1153.855 | 1152.4371 | 1151.0149 | 1149.5883 | 1129.8287 | 1110.0691 | 1090.3095 | 1070.5499 | 1050.7903 | 1031.0308 | 1011.2712 | 991.5116 | 971.752 | 951.9924 | 932.2328 | 912.4733 | 892.7137 | 872.9541 | 853.1945 | 833.4349 | 813.6754 | 793.9158 | 774.1562 | 754.3966
CAPEX ($/kW) | Utility PV - Class 2 | Advanced | CAPEX ($/kW) ¦ Utility PV - Class 2 ¦ Advanced | 1333.2623 | 1165.8605 | 1104.9408 | 1044.0211 | 983.1014 | 922.1817 | 861.9235 | 801.5711 | 741.1246 | 680.5843 | 619.9502 | 612.3255 | 604.7008 | 597.0761 | 589.4514 | 581.8266 | 574.2019 | 566.5772 | 558.9525 | 551.3278 | 543.7031 | 536.0784 | 528.4536 | 520.8289 | 513.2042 | 505.5795 | 497.9548 | 490.3301 | 482.7054 | 475.0806 | 467.4559
CAPEX ($/kW) | Utility PV - Class 2 | Moderate | CAPEX ($/kW) ¦ Utility PV - Class 2 ¦ Moderate | 1333.2623 | 1165.8605 | 1119.8223 | 1073.784 | 1027.7458 | 981.7076 | 936.3879 | 890.9969 | 845.5346 | 800.0011 | 754.3966 | 747.6743 | 740.952 | 734.2296 | 727.5073 | 720.785 | 714.0627 | 707.3404 | 700.618 | 693.8957 | 687.1734 | 680.4511 | 673.7288 | 667.0065 | 660.2841 | 653.5618 | 646.8395 | 640.1172 | 633.3949 | 626.6725 | 619.9502
CAPEX ($/kW) | Utility PV - Class 2 | Conservative | CAPEX ($/kW) ¦ Utility PV - Class 2 ¦ Conservative | 1333.2623 | 1165.8605 | 1163.5648 | 1161.2691 | 1158.9734 | 1156.6777 | 1155.2685 | 1153.855 | 1152.4371 | 1151.0149 | 1149.5883 | 1129.8287 | 1110.0691 | 1090.3095 | 1070.5499 | 1050.7903 | 1031.0308 | 1011.2712 | 991.5116 | 971.752 | 951.9924 | 932.2328 | 912.4733 | 892.7137 | 872.9541 | 853.1945 | 833.4349 | 813.6754 | 793.9158 | 774.1562 | 754.3966
CAPEX ($/kW) | Utility PV - Class 1 | Advanced | CAPEX ($/kW) ¦ Utility PV - Class 1 ¦ Advanced | 1333.2623 | 1165.8605 | 1104.9408 | 1044.0211 | 983.1014 | 922.1817 | 861.9235 | 801.5711 | 741.1246 | 680.5843 | 619.9502 | 612.3255 | 604.7008 | 597.0761 | 589.4514 | 581.8266 | 574.2019 | 566.5772 | 558.9525 | 551.3278 | 543.7031 | 536.0784 | 528.4536 | 520.8289 | 513.2042 | 505.5795 | 497.9548 | 490.3301 | 482.7054 | 475.0806 | 467.4559
CAPEX ($/kW) | Utility PV - Class 1 | Moderate | CAPEX ($/kW) ¦ Utility PV - Class 1 ¦ Moderate | 1333.2623 | 1165.8605 | 1119.8223 | 1073.784 | 1027.7458 | 981.7076 | 936.3879 | 890.9969 | 845.5346 | 800.0011 | 754.3966 | 747.6743 | 740.952 | 734.2296 | 727.5073 | 720.785 | 714.0627 | 707.3404 | 700.618 | 693.8957 | 687.1734 | 680.4511 | 673.7288 | 667.0065 | 660.2841 | 653.5618 | 646.8395 | 640.1172 | 633.3949 | 626.6725 | 619.9502
CAPEX ($/kW) | Utility PV - Class 1 | Conservative | CAPEX ($/kW) ¦ Utility PV - Class 1 ¦ Conservative | 1333.2623 | 1165.8605 | 1163.5648 | 1161.2691 | 1158.9734 | 1156.6777 | 1155.2685 | 1153.855 | 1152.4371 | 1151.0149 | 1149.5883 | 1129.8287 | 1110.0691 | 1090.3095 | 1070.5499 | 1050.7903 | 1031.0308 | 1011.2712 | 991.5116 | 971.752 | 951.9924 | 932.2328 | 912.4733 | 892.7137 | 872.9541 | 853.1945 | 833.4349 | 813.6754 | 793.9158 | 774.1562 | 754.3966
Construction Financing Cost ($/kW) | Utility PV - Class 10 | Advanced | Construction Financing Cost ($/kW) ¦ Utility PV - Class 10 ¦ Advanced | 30.4886 | 26.6605 | 25.2675 | 23.8744 | 22.4813 | 21.0882 | 20.3565 | 19.5307 | 18.6109 | 17.5972 | 16.4897 | 16.2869 | 16.0841 | 15.8813 | 15.6785 | 15.4757 | 15.2728 | 15.07 | 14.8672 | 14.6644 | 14.4616 | 14.2588 | 14.056 | 13.8532 | 13.6504 | 13.4476 | 13.2448 | 13.042 | 12.8392 | 12.6364 | 12.4336
Construction Financing Cost ($/kW) | Utility PV - Class 10 | Moderate | Construction Financing Cost ($/kW) ¦ Utility PV - Class 10 ¦ Moderate | 30.4886 | 26.6605 | 25.6078 | 24.555 | 23.5022 | 22.4494 | 22.1152 | 21.7096 | 21.2328 | 20.6848 | 20.0657 | 19.8869 | 19.7081 | 19.5293 | 19.3505 | 19.1717 | 18.9929 | 18.8141 | 18.6353 | 18.4565 | 18.2777 | 18.0989 | 17.9201 | 17.7413 | 17.5625 | 17.3837 | 17.2049 | 17.0261 | 16.8473 | 16.6685 | 16.4897
Construction Financing Cost ($/kW) | Utility PV - Class 10 | Conservative | Construction Financing Cost ($/kW) ¦ Utility PV - Class 10 ¦ Conservative | 30.4886 | 26.6605 | 26.608 | 26.5555 | 26.5031 | 26.4506 | 27.2846 | 28.1143 | 28.9396 | 29.7606 | 30.5772 | 30.0516 | 29.5261 | 29.0005 | 28.4749 | 27.9493 | 27.4238 | 26.8982 | 26.3726 | 25.847 | 25.3215 | 24.7959 | 24.2703 | 23.7448 | 23.2192 | 22.6936 | 22.168 | 21.6425 | 21.1169 | 20.5913 | 20.0657
Construction Financing Cost ($/kW) | Utility PV - Class 9 | Advanced | Construction Financing Cost ($/kW) ¦ Utility PV - Class 9 ¦ Advanced | 30.4886 | 26.6605 | 25.2675 | 23.8744 | 22.4813 | 21.0882 | 20.3565 | 19.5307 | 18.6109 | 17.5972 | 16.4897 | 16.2869 | 16.0841 | 15.8813 | 15.6785 | 15.4757 | 15.2728 | 15.07 | 14.8672 | 14.6644 | 14.4616 | 14.2588 | 14.056 | 13.8532 | 13.6504 | 13.4476 | 13.2448 | 13.042 | 12.8392 | 12.6364 | 12.4336
Construction Financing Cost ($/kW) | Utility PV - Class 9 | Moderate | Construction Financing Cost ($/kW) ¦ Utility PV - Class 9 ¦ Moderate | 30.4886 | 26.6605 | 25.6078 | 24.555 | 23.5022 | 22.4494 | 22.1152 | 21.7096 | 21.2328 | 20.6848 | 20.0657 | 19.8869 | 19.7081 | 19.5293 | 19.3505 | 19.1717 | 18.9929 | 18.8141 | 18.6353 | 18.4565 | 18.2777 | 18.0989 | 17.9201 | 17.7413 | 17.5625 | 17.3837 | 17.2049 | 17.0261 | 16.8473 | 16.6685 | 16.4897
Construction Financing Cost ($/kW) | Utility PV - Class 9 | Conservative | Construction Financing Cost ($/kW) ¦ Utility PV - Class 9 ¦ Conservative | 30.4886 | 26.6605 | 26.608 | 26.5555 | 26.5031 | 26.4506 | 27.2846 | 28.1143 | 28.9396 | 29.7606 | 30.5772 | 30.0516 | 29.5261 | 29.0005 | 28.4749 | 27.9493 | 27.4238 | 26.8982 | 26.3726 | 25.847 | 25.3215 | 24.7959 | 24.2703 | 23.7448 | 23.2192 | 22.6936 | 22.168 | 21.6425 | 21.1169 | 20.5913 | 20.0657
Construction Financing Cost ($/kW) | Utility PV - Class 8 | Advanced | Construction Financing Cost ($/kW) ¦ Utility PV - Class 8 ¦ Advanced | 30.4886 | 26.6605 | 25.2675 | 23.8744 | 22.4813 | 21.0882 | 20.3565 | 19.5307 | 18.6109 | 17.5972 | 16.4897 | 16.2869 | 16.0841 | 15.8813 | 15.6785 | 15.4757 | 15.2728 | 15.07 | 14.8672 | 14.6644 | 14.4616 | 14.2588 | 14.056 | 13.8532 | 13.6504 | 13.4476 | 13.2448 | 13.042 | 12.8392 | 12.6364 | 12.4336
Construction Financing Cost ($/kW) | Utility PV - Class 8 | Moderate | Construction Financing Cost ($/kW) ¦ Utility PV - Class 8 ¦ Moderate | 30.4886 | 26.6605 | 25.6078 | 24.555 | 23.5022 | 22.4494 | 22.1152 | 21.7096 | 21.2328 | 20.6848 | 20.0657 | 19.8869 | 19.7081 | 19.5293 | 19.3505 | 19.1717 | 18.9929 | 18.8141 | 18.6353 | 18.4565 | 18.2777 | 18.0989 | 17.9201 | 17.7413 | 17.5625 | 17.3837 | 17.2049 | 17.0261 | 16.8473 | 16.6685 | 16.4897
Construction Financing Cost ($/kW) | Utility PV - Class 8 | Conservative | Construction Financing Cost ($/kW) ¦ Utility PV - Class 8 ¦ Conservative | 30.4886 | 26.6605 | 26.608 | 26.5555 | 26.5031 | 26.4506 | 27.2846 | 28.1143 | 28.9396 | 29.7606 | 30.5772 | 30.0516 | 29.5261 | 29.0005 | 28.4749 | 27.9493 | 27.4238 | 26.8982 | 26.3726 | 25.847 | 25.3215 | 24.7959 | 24.2703 | 23.7448 | 23.2192 | 22.6936 | 22.168 | 21.6425 | 21.1169 | 20.5913 | 20.0657
Construction Financing Cost ($/kW) | Utility PV - Class 7 | Advanced | Construction Financing Cost ($/kW) ¦ Utility PV - Class 7 ¦ Advanced | 30.4886 | 26.6605 | 25.2675 | 23.8744 | 22.4813 | 21.0882 | 20.3565 | 19.5307 | 18.6109 | 17.5972 | 16.4897 | 16.2869 | 16.0841 | 15.8813 | 15.6785 | 15.4757 | 15.2728 | 15.07 | 14.8672 | 14.6644 | 14.4616 | 14.2588 | 14.056 | 13.8532 | 13.6504 | 13.4476 | 13.2448 | 13.042 | 12.8392 | 12.6364 | 12.4336
Construction Financing Cost ($/kW) | Utility PV - Class 7 | Moderate | Construction Financing Cost ($/kW) ¦ Utility PV - Class 7 ¦ Moderate | 30.4886 | 26.6605 | 25.6078 | 24.555 | 23.5022 | 22.4494 | 22.1152 | 21.7096 | 21.2328 | 20.6848 | 20.0657 | 19.8869 | 19.7081 | 19.5293 | 19.3505 | 19.1717 | 18.9929 | 18.8141 | 18.6353 | 18.4565 | 18.2777 | 18.0989 | 17.9201 | 17.7413 | 17.5625 | 17.3837 | 17.2049 | 17.0261 | 16.8473 | 16.6685 | 16.4897
Construction Financing Cost ($/kW) | Utility PV - Class 7 | Conservative | Construction Financing Cost ($/kW) ¦ Utility PV - Class 7 ¦ Conservative | 30.4886 | 26.6605 | 26.608 | 26.5555 | 26.5031 | 26.4506 | 27.2846 | 28.1143 | 28.9396 | 29.7606 | 30.5772 | 30.0516 | 29.5261 | 29.0005 | 28.4749 | 27.9493 | 27.4238 | 26.8982 | 26.3726 | 25.847 | 25.3215 | 24.7959 | 24.2703 | 23.7448 | 23.2192 | 22.6936 | 22.168 | 21.6425 | 21.1169 | 20.5913 | 20.0657
Construction Financing Cost ($/kW) | Utility PV - Class 6 | Advanced | Construction Financing Cost ($/kW) ¦ Utility PV - Class 6 ¦ Advanced | 30.4886 | 26.6605 | 25.2675 | 23.8744 | 22.4813 | 21.0882 | 20.3565 | 19.5307 | 18.6109 | 17.5972 | 16.4897 | 16.2869 | 16.0841 | 15.8813 | 15.6785 | 15.4757 | 15.2728 | 15.07 | 14.8672 | 14.6644 | 14.4616 | 14.2588 | 14.056 | 13.8532 | 13.6504 | 13.4476 | 13.2448 | 13.042 | 12.8392 | 12.6364 | 12.4336
Construction Financing Cost ($/kW) | Utility PV - Class 6 | Moderate | Construction Financing Cost ($/kW) ¦ Utility PV - Class 6 ¦ Moderate | 30.4886 | 26.6605 | 25.6078 | 24.555 | 23.5022 | 22.4494 | 22.1152 | 21.7096 | 21.2328 | 20.6848 | 20.0657 | 19.8869 | 19.7081 | 19.5293 | 19.3505 | 19.1717 | 18.9929 | 18.8141 | 18.6353 | 18.4565 | 18.2777 | 18.0989 | 17.9201 | 17.7413 | 17.5625 | 17.3837 | 17.2049 | 17.0261 | 16.8473 | 16.6685 | 16.4897
Construction Financing Cost ($/kW) | Utility PV - Class 6 | Conservative | Construction Financing Cost ($/kW) ¦ Utility PV - Class 6 ¦ Conservative | 30.4886 | 26.6605 | 26.608 | 26.5555 | 26.5031 | 26.4506 | 27.2846 | 28.1143 | 28.9396 | 29.7606 | 30.5772 | 30.0516 | 29.5261 | 29.0005 | 28.4749 | 27.9493 | 27.4238 | 26.8982 | 26.3726 | 25.847 | 25.3215 | 24.7959 | 24.2703 | 23.7448 | 23.2192 | 22.6936 | 22.168 | 21.6425 | 21.1169 | 20.5913 | 20.0657
Construction Financing Cost ($/kW) | Utility PV - Class 5 | Advanced | Construction Financing Cost ($/kW) ¦ Utility PV - Class 5 ¦ Advanced | 30.4886 | 26.6605 | 25.2675 | 23.8744 | 22.4813 | 21.0882 | 20.3565 | 19.5307 | 18.6109 | 17.5972 | 16.4897 | 16.2869 | 16.0841 | 15.8813 | 15.6785 | 15.4757 | 15.2728 | 15.07 | 14.8672 | 14.6644 | 14.4616 | 14.2588 | 14.056 | 13.8532 | 13.6504 | 13.4476 | 13.2448 | 13.042 | 12.8392 | 12.6364 | 12.4336
Construction Financing Cost ($/kW) | Utility PV - Class 5 | Moderate | Construction Financing Cost ($/kW) ¦ Utility PV - Class 5 ¦ Moderate | 30.4886 | 26.6605 | 25.6078 | 24.555 | 23.5022 | 22.4494 | 22.1152 | 21.7096 | 21.2328 | 20.6848 | 20.0657 | 19.8869 | 19.7081 | 19.5293 | 19.3505 | 19.1717 | 18.9929 | 18.8141 | 18.6353 | 18.4565 | 18.2777 | 18.0989 | 17.9201 | 17.7413 | 17.5625 | 17.3837 | 17.2049 | 17.0261 | 16.8473 | 16.6685 | 16.4897
Construction Financing Cost ($/kW) | Utility PV - Class 5 | Conservative | Construction Financing Cost ($/kW) ¦ Utility PV - Class 5 ¦ Conservative | 30.4886 | 26.6605 | 26.608 | 26.5555 | 26.5031 | 26.4506 | 27.2846 | 28.1143 | 28.9396 | 29.7606 | 30.5772 | 30.0516 | 29.5261 | 29.0005 | 28.4749 | 27.9493 | 27.4238 | 26.8982 | 26.3726 | 25.847 | 25.3215 | 24.7959 | 24.2703 | 23.7448 | 23.2192 | 22.6936 | 22.168 | 21.6425 | 21.1169 | 20.5913 | 20.0657
Construction Financing Cost ($/kW) | Utility PV - Class 4 | Advanced | Construction Financing Cost ($/kW) ¦ Utility PV - Class 4 ¦ Advanced | 30.4886 | 26.6605 | 25.2675 | 23.8744 | 22.4813 | 21.0882 | 20.3565 | 19.5307 | 18.6109 | 17.5972 | 16.4897 | 16.2869 | 16.0841 | 15.8813 | 15.6785 | 15.4757 | 15.2728 | 15.07 | 14.8672 | 14.6644 | 14.4616 | 14.2588 | 14.056 | 13.8532 | 13.6504 | 13.4476 | 13.2448 | 13.042 | 12.8392 | 12.6364 | 12.4336
Construction Financing Cost ($/kW) | Utility PV - Class 4 | Moderate | Construction Financing Cost ($/kW) ¦ Utility PV - Class 4 ¦ Moderate | 30.4886 | 26.6605 | 25.6078 | 24.555 | 23.5022 | 22.4494 | 22.1152 | 21.7096 | 21.2328 | 20.6848 | 20.0657 | 19.8869 | 19.7081 | 19.5293 | 19.3505 | 19.1717 | 18.9929 | 18.8141 | 18.6353 | 18.4565 | 18.2777 | 18.0989 | 17.9201 | 17.7413 | 17.5625 | 17.3837 | 17.2049 | 17.0261 | 16.8473 | 16.6685 | 16.4897
Construction Financing Cost ($/kW) | Utility PV - Class 4 | Conservative | Construction Financing Cost ($/kW) ¦ Utility PV - Class 4 ¦ Conservative | 30.4886 | 26.6605 | 26.608 | 26.5555 | 26.5031 | 26.4506 | 27.2846 | 28.1143 | 28.9396 | 29.7606 | 30.5772 | 30.0516 | 29.5261 | 29.0005 | 28.4749 | 27.9493 | 27.4238 | 26.8982 | 26.3726 | 25.847 | 25.3215 | 24.7959 | 24.2703 | 23.7448 | 23.2192 | 22.6936 | 22.168 | 21.6425 | 21.1169 | 20.5913 | 20.0657
Construction Financing Cost ($/kW) | Utility PV - Class 3 | Advanced | Construction Financing Cost ($/kW) ¦ Utility PV - Class 3 ¦ Advanced | 30.4886 | 26.6605 | 25.2675 | 23.8744 | 22.4813 | 21.0882 | 20.3565 | 19.5307 | 18.6109 | 17.5972 | 16.4897 | 16.2869 | 16.0841 | 15.8813 | 15.6785 | 15.4757 | 15.2728 | 15.07 | 14.8672 | 14.6644 | 14.4616 | 14.2588 | 14.056 | 13.8532 | 13.6504 | 13.4476 | 13.2448 | 13.042 | 12.8392 | 12.6364 | 12.4336
Construction Financing Cost ($/kW) | Utility PV - Class 3 | Moderate | Construction Financing Cost ($/kW) ¦ Utility PV - Class 3 ¦ Moderate | 30.4886 | 26.6605 | 25.6078 | 24.555 | 23.5022 | 22.4494 | 22.1152 | 21.7096 | 21.2328 | 20.6848 | 20.0657 | 19.8869 | 19.7081 | 19.5293 | 19.3505 | 19.1717 | 18.9929 | 18.8141 | 18.6353 | 18.4565 | 18.2777 | 18.0989 | 17.9201 | 17.7413 | 17.5625 | 17.3837 | 17.2049 | 17.0261 | 16.8473 | 16.6685 | 16.4897
Construction Financing Cost ($/kW) | Utility PV - Class 3 | Conservative | Construction Financing Cost ($/kW) ¦ Utility PV - Class 3 ¦ Conservative | 30.4886 | 26.6605 | 26.608 | 26.5555 | 26.5031 | 26.4506 | 27.2846 | 28.1143 | 28.9396 | 29.7606 | 30.5772 | 30.0516 | 29.5261 | 29.0005 | 28.4749 | 27.9493 | 27.4238 | 26.8982 | 26.3726 | 25.847 | 25.3215 | 24.7959 | 24.2703 | 23.7448 | 23.2192 | 22.6936 | 22.168 | 21.6425 | 21.1169 | 20.5913 | 20.0657
Construction Financing Cost ($/kW) | Utility PV - Class 2 | Advanced | Construction Financing Cost ($/kW) ¦ Utility PV - Class 2 ¦ Advanced | 30.4886 | 26.6605 | 25.2675 | 23.8744 | 22.4813 | 21.0882 | 20.3565 | 19.5307 | 18.6109 | 17.5972 | 16.4897 | 16.2869 | 16.0841 | 15.8813 | 15.6785 | 15.4757 | 15.2728 | 15.07 | 14.8672 | 14.6644 | 14.4616 | 14.2588 | 14.056 | 13.8532 | 13.6504 | 13.4476 | 13.2448 | 13.042 | 12.8392 | 12.6364 | 12.4336
Construction Financing Cost ($/kW) | Utility PV - Class 2 | Moderate | Construction Financing Cost ($/kW) ¦ Utility PV - Class 2 ¦ Moderate | 30.4886 | 26.6605 | 25.6078 | 24.555 | 23.5022 | 22.4494 | 22.1152 | 21.7096 | 21.2328 | 20.6848 | 20.0657 | 19.8869 | 19.7081 | 19.5293 | 19.3505 | 19.1717 | 18.9929 | 18.8141 | 18.6353 | 18.4565 | 18.2777 | 18.0989 | 17.9201 | 17.7413 | 17.5625 | 17.3837 | 17.2049 | 17.0261 | 16.8473 | 16.6685 | 16.4897
Construction Financing Cost ($/kW) | Utility PV - Class 2 | Conservative | Construction Financing Cost ($/kW) ¦ Utility PV - Class 2 ¦ Conservative | 30.4886 | 26.6605 | 26.608 | 26.5555 | 26.5031 | 26.4506 | 27.2846 | 28.1143 | 28.9396 | 29.7606 | 30.5772 | 30.0516 | 29.5261 | 29.0005 | 28.4749 | 27.9493 | 27.4238 | 26.8982 | 26.3726 | 25.847 | 25.3215 | 24.7959 | 24.2703 | 23.7448 | 23.2192 | 22.6936 | 22.168 | 21.6425 | 21.1169 | 20.5913 | 20.0657
Construction Financing Cost ($/kW) | Utility PV - Class 1 | Advanced | Construction Financing Cost ($/kW) ¦ Utility PV - Class 1 ¦ Advanced | 30.4886 | 26.6605 | 25.2675 | 23.8744 | 22.4813 | 21.0882 | 20.3565 | 19.5307 | 18.6109 | 17.5972 | 16.4897 | 16.2869 | 16.0841 | 15.8813 | 15.6785 | 15.4757 | 15.2728 | 15.07 | 14.8672 | 14.6644 | 14.4616 | 14.2588 | 14.056 | 13.8532 | 13.6504 | 13.4476 | 13.2448 | 13.042 | 12.8392 | 12.6364 | 12.4336
Construction Financing Cost ($/kW) | Utility PV - Class 1 | Moderate | Construction Financing Cost ($/kW) ¦ Utility PV - Class 1 ¦ Moderate | 30.4886 | 26.6605 | 25.6078 | 24.555 | 23.5022 | 22.4494 | 22.1152 | 21.7096 | 21.2328 | 20.6848 | 20.0657 | 19.8869 | 19.7081 | 19.5293 | 19.3505 | 19.1717 | 18.9929 | 18.8141 | 18.6353 | 18.4565 | 18.2777 | 18.0989 | 17.9201 | 17.7413 | 17.5625 | 17.3837 | 17.2049 | 17.0261 | 16.8473 | 16.6685 | 16.4897
Construction Financing Cost ($/kW) | Utility PV - Class 1 | Conservative | Construction Financing Cost ($/kW) ¦ Utility PV - Class 1 ¦ Conservative | 30.4886 | 26.6605 | 26.608 | 26.5555 | 26.5031 | 26.4506 | 27.2846 | 28.1143 | 28.9396 | 29.7606 | 30.5772 | 30.0516 | 29.5261 | 29.0005 | 28.4749 | 27.9493 | 27.4238 | 26.8982 | 26.3726 | 25.847 | 25.3215 | 24.7959 | 24.2703 | 23.7448 | 23.2192 | 22.6936 | 22.168 | 21.6425 | 21.1169 | 20.5913 | 20.0657
Overnight Capital Cost ($/kW) | Utility PV - Class 10 | Advanced | Overnight Capital Cost ($/kW) ¦ Utility PV - Class 10 ¦ Advanced | 1302.7736 | 1139.2 | 1079.6734 | 1020.1468 | 960.6202 | 901.0936 | 841.567 | 782.0404 | 722.5137 | 662.9871 | 603.4605 | 596.0386 | 588.6167 | 581.1948 | 573.7729 | 566.351 | 558.9291 | 551.5072 | 544.0853 | 536.6633 | 529.2414 | 521.8195 | 514.3976 | 506.9757 | 499.5538 | 492.1319 | 484.71 | 477.2881 | 469.8662 | 462.4443 | 455.0223
Overnight Capital Cost ($/kW) | Utility PV - Class 10 | Moderate | Overnight Capital Cost ($/kW) ¦ Utility PV - Class 10 ¦ Moderate | 1302.7736 | 1139.2 | 1094.2145 | 1049.2291 | 1004.2436 | 959.2582 | 914.2727 | 869.2872 | 824.3018 | 779.3163 | 734.3309 | 727.7874 | 721.2438 | 714.7003 | 708.1568 | 701.6133 | 695.0698 | 688.5263 | 681.9827 | 675.4392 | 668.8957 | 662.3522 | 655.8087 | 649.2652 | 642.7216 | 636.1781 | 629.6346 | 623.0911 | 616.5476 | 610.0041 | 603.4605
Overnight Capital Cost ($/kW) | Utility PV - Class 10 | Conservative | Overnight Capital Cost ($/kW) ¦ Utility PV - Class 10 ¦ Conservative | 1302.7736 | 1139.2 | 1136.9568 | 1134.7136 | 1132.4704 | 1130.2271 | 1127.9839 | 1125.7407 | 1123.4975 | 1121.2543 | 1119.0111 | 1099.777 | 1080.543 | 1061.309 | 1042.075 | 1022.841 | 1003.607 | 984.373 | 965.139 | 945.905 | 926.671 | 907.437 | 888.2029 | 868.9689 | 849.7349 | 830.5009 | 811.2669 | 792.0329 | 772.7989 | 753.5649 | 734.3309
Overnight Capital Cost ($/kW) | Utility PV - Class 9 | Advanced | Overnight Capital Cost ($/kW) ¦ Utility PV - Class 9 ¦ Advanced | 1302.7736 | 1139.2 | 1079.6734 | 1020.1468 | 960.6202 | 901.0936 | 841.567 | 782.0404 | 722.5137 | 662.9871 | 603.4605 | 596.0386 | 588.6167 | 581.1948 | 573.7729 | 566.351 | 558.9291 | 551.5072 | 544.0853 | 536.6633 | 529.2414 | 521.8195 | 514.3976 | 506.9757 | 499.5538 | 492.1319 | 484.71 | 477.2881 | 469.8662 | 462.4443 | 455.0223
Overnight Capital Cost ($/kW) | Utility PV - Class 9 | Moderate | Overnight Capital Cost ($/kW) ¦ Utility PV - Class 9 ¦ Moderate | 1302.7736 | 1139.2 | 1094.2145 | 1049.2291 | 1004.2436 | 959.2582 | 914.2727 | 869.2872 | 824.3018 | 779.3163 | 734.3309 | 727.7874 | 721.2438 | 714.7003 | 708.1568 | 701.6133 | 695.0698 | 688.5263 | 681.9827 | 675.4392 | 668.8957 | 662.3522 | 655.8087 | 649.2652 | 642.7216 | 636.1781 | 629.6346 | 623.0911 | 616.5476 | 610.0041 | 603.4605
Overnight Capital Cost ($/kW) | Utility PV - Class 9 | Conservative | Overnight Capital Cost ($/kW) ¦ Utility PV - Class 9 ¦ Conservative | 1302.7736 | 1139.2 | 1136.9568 | 1134.7136 | 1132.4704 | 1130.2271 | 1127.9839 | 1125.7407 | 1123.4975 | 1121.2543 | 1119.0111 | 1099.777 | 1080.543 | 1061.309 | 1042.075 | 1022.841 | 1003.607 | 984.373 | 965.139 | 945.905 | 926.671 | 907.437 | 888.2029 | 868.9689 | 849.7349 | 830.5009 | 811.2669 | 792.0329 | 772.7989 | 753.5649 | 734.3309
Overnight Capital Cost ($/kW) | Utility PV - Class 8 | Advanced | Overnight Capital Cost ($/kW) ¦ Utility PV - Class 8 ¦ Advanced | 1302.7736 | 1139.2 | 1079.6734 | 1020.1468 | 960.6202 | 901.0936 | 841.567 | 782.0404 | 722.5137 | 662.9871 | 603.4605 | 596.0386 | 588.6167 | 581.1948 | 573.7729 | 566.351 | 558.9291 | 551.5072 | 544.0853 | 536.6633 | 529.2414 | 521.8195 | 514.3976 | 506.9757 | 499.5538 | 492.1319 | 484.71 | 477.2881 | 469.8662 | 462.4443 | 455.0223
Overnight Capital Cost ($/kW) | Utility PV - Class 8 | Moderate | Overnight Capital Cost ($/kW) ¦ Utility PV - Class 8 ¦ Moderate | 1302.7736 | 1139.2 | 1094.2145 | 1049.2291 | 1004.2436 | 959.2582 | 914.2727 | 869.2872 | 824.3018 | 779.3163 | 734.3309 | 727.7874 | 721.2438 | 714.7003 | 708.1568 | 701.6133 | 695.0698 | 688.5263 | 681.9827 | 675.4392 | 668.8957 | 662.3522 | 655.8087 | 649.2652 | 642.7216 | 636.1781 | 629.6346 | 623.0911 | 616.5476 | 610.0041 | 603.4605
Overnight Capital Cost ($/kW) | Utility PV - Class 8 | Conservative | Overnight Capital Cost ($/kW) ¦ Utility PV - Class 8 ¦ Conservative | 1302.7736 | 1139.2 | 1136.9568 | 1134.7136 | 1132.4704 | 1130.2271 | 1127.9839 | 1125.7407 | 1123.4975 | 1121.2543 | 1119.0111 | 1099.777 | 1080.543 | 1061.309 | 1042.075 | 1022.841 | 1003.607 | 984.373 | 965.139 | 945.905 | 926.671 | 907.437 | 888.2029 | 868.9689 | 849.7349 | 830.5009 | 811.2669 | 792.0329 | 772.7989 | 753.5649 | 734.3309
Overnight Capital Cost ($/kW) | Utility PV - Class 7 | Advanced | Overnight Capital Cost ($/kW) ¦ Utility PV - Class 7 ¦ Advanced | 1302.7736 | 1139.2 | 1079.6734 | 1020.1468 | 960.6202 | 901.0936 | 841.567 | 782.0404 | 722.5137 | 662.9871 | 603.4605 | 596.0386 | 588.6167 | 581.1948 | 573.7729 | 566.351 | 558.9291 | 551.5072 | 544.0853 | 536.6633 | 529.2414 | 521.8195 | 514.3976 | 506.9757 | 499.5538 | 492.1319 | 484.71 | 477.2881 | 469.8662 | 462.4443 | 455.0223
Overnight Capital Cost ($/kW) | Utility PV - Class 7 | Moderate | Overnight Capital Cost ($/kW) ¦ Utility PV - Class 7 ¦ Moderate | 1302.7736 | 1139.2 | 1094.2145 | 1049.2291 | 1004.2436 | 959.2582 | 914.2727 | 869.2872 | 824.3018 | 779.3163 | 734.3309 | 727.7874 | 721.2438 | 714.7003 | 708.1568 | 701.6133 | 695.0698 | 688.5263 | 681.9827 | 675.4392 | 668.8957 | 662.3522 | 655.8087 | 649.2652 | 642.7216 | 636.1781 | 629.6346 | 623.0911 | 616.5476 | 610.0041 | 603.4605
Overnight Capital Cost ($/kW) | Utility PV - Class 7 | Conservative | Overnight Capital Cost ($/kW) ¦ Utility PV - Class 7 ¦ Conservative | 1302.7736 | 1139.2 | 1136.9568 | 1134.7136 | 1132.4704 | 1130.2271 | 1127.9839 | 1125.7407 | 1123.4975 | 1121.2543 | 1119.0111 | 1099.777 | 1080.543 | 1061.309 | 1042.075 | 1022.841 | 1003.607 | 984.373 | 965.139 | 945.905 | 926.671 | 907.437 | 888.2029 | 868.9689 | 849.7349 | 830.5009 | 811.2669 | 792.0329 | 772.7989 | 753.5649 | 734.3309
Overnight Capital Cost ($/kW) | Utility PV - Class 6 | Advanced | Overnight Capital Cost ($/kW) ¦ Utility PV - Class 6 ¦ Advanced | 1302.7736 | 1139.2 | 1079.6734 | 1020.1468 | 960.6202 | 901.0936 | 841.567 | 782.0404 | 722.5137 | 662.9871 | 603.4605 | 596.0386 | 588.6167 | 581.1948 | 573.7729 | 566.351 | 558.9291 | 551.5072 | 544.0853 | 536.6633 | 529.2414 | 521.8195 | 514.3976 | 506.9757 | 499.5538 | 492.1319 | 484.71 | 477.2881 | 469.8662 | 462.4443 | 455.0223
Overnight Capital Cost ($/kW) | Utility PV - Class 6 | Moderate | Overnight Capital Cost ($/kW) ¦ Utility PV - Class 6 ¦ Moderate | 1302.7736 | 1139.2 | 1094.2145 | 1049.2291 | 1004.2436 | 959.2582 | 914.2727 | 869.2872 | 824.3018 | 779.3163 | 734.3309 | 727.7874 | 721.2438 | 714.7003 | 708.1568 | 701.6133 | 695.0698 | 688.5263 | 681.9827 | 675.4392 | 668.8957 | 662.3522 | 655.8087 | 649.2652 | 642.7216 | 636.1781 | 629.6346 | 623.0911 | 616.5476 | 610.0041 | 603.4605
Overnight Capital Cost ($/kW) | Utility PV - Class 6 | Conservative | Overnight Capital Cost ($/kW) ¦ Utility PV - Class 6 ¦ Conservative | 1302.7736 | 1139.2 | 1136.9568 | 1134.7136 | 1132.4704 | 1130.2271 | 1127.9839 | 1125.7407 | 1123.4975 | 1121.2543 | 1119.0111 | 1099.777 | 1080.543 | 1061.309 | 1042.075 | 1022.841 | 1003.607 | 984.373 | 965.139 | 945.905 | 926.671 | 907.437 | 888.2029 | 868.9689 | 849.7349 | 830.5009 | 811.2669 | 792.0329 | 772.7989 | 753.5649 | 734.3309
Overnight Capital Cost ($/kW) | Utility PV - Class 5 | Advanced | Overnight Capital Cost ($/kW) ¦ Utility PV - Class 5 ¦ Advanced | 1302.7736 | 1139.2 | 1079.6734 | 1020.1468 | 960.6202 | 901.0936 | 841.567 | 782.0404 | 722.5137 | 662.9871 | 603.4605 | 596.0386 | 588.6167 | 581.1948 | 573.7729 | 566.351 | 558.9291 | 551.5072 | 544.0853 | 536.6633 | 529.2414 | 521.8195 | 514.3976 | 506.9757 | 499.5538 | 492.1319 | 484.71 | 477.2881 | 469.8662 | 462.4443 | 455.0223
Overnight Capital Cost ($/kW) | Utility PV - Class 5 | Moderate | Overnight Capital Cost ($/kW) ¦ Utility PV - Class 5 ¦ Moderate | 1302.7736 | 1139.2 | 1094.2145 | 1049.2291 | 1004.2436 | 959.2582 | 914.2727 | 869.2872 | 824.3018 | 779.3163 | 734.3309 | 727.7874 | 721.2438 | 714.7003 | 708.1568 | 701.6133 | 695.0698 | 688.5263 | 681.9827 | 675.4392 | 668.8957 | 662.3522 | 655.8087 | 649.2652 | 642.7216 | 636.1781 | 629.6346 | 623.0911 | 616.5476 | 610.0041 | 603.4605
Overnight Capital Cost ($/kW) | Utility PV - Class 5 | Conservative | Overnight Capital Cost ($/kW) ¦ Utility PV - Class 5 ¦ Conservative | 1302.7736 | 1139.2 | 1136.9568 | 1134.7136 | 1132.4704 | 1130.2271 | 1127.9839 | 1125.7407 | 1123.4975 | 1121.2543 | 1119.0111 | 1099.777 | 1080.543 | 1061.309 | 1042.075 | 1022.841 | 1003.607 | 984.373 | 965.139 | 945.905 | 926.671 | 907.437 | 888.2029 | 868.9689 | 849.7349 | 830.5009 | 811.2669 | 792.0329 | 772.7989 | 753.5649 | 734.3309
Overnight Capital Cost ($/kW) | Utility PV - Class 4 | Advanced | Overnight Capital Cost ($/kW) ¦ Utility PV - Class 4 ¦ Advanced | 1302.7736 | 1139.2 | 1079.6734 | 1020.1468 | 960.6202 | 901.0936 | 841.567 | 782.0404 | 722.5137 | 662.9871 | 603.4605 | 596.0386 | 588.6167 | 581.1948 | 573.7729 | 566.351 | 558.9291 | 551.5072 | 544.0853 | 536.6633 | 529.2414 | 521.8195 | 514.3976 | 506.9757 | 499.5538 | 492.1319 | 484.71 | 477.2881 | 469.8662 | 462.4443 | 455.0223
Overnight Capital Cost ($/kW) | Utility PV - Class 4 | Moderate | Overnight Capital Cost ($/kW) ¦ Utility PV - Class 4 ¦ Moderate | 1302.7736 | 1139.2 | 1094.2145 | 1049.2291 | 1004.2436 | 959.2582 | 914.2727 | 869.2872 | 824.3018 | 779.3163 | 734.3309 | 727.7874 | 721.2438 | 714.7003 | 708.1568 | 701.6133 | 695.0698 | 688.5263 | 681.9827 | 675.4392 | 668.8957 | 662.3522 | 655.8087 | 649.2652 | 642.7216 | 636.1781 | 629.6346 | 623.0911 | 616.5476 | 610.0041 | 603.4605
Overnight Capital Cost ($/kW) | Utility PV - Class 4 | Conservative | Overnight Capital Cost ($/kW) ¦ Utility PV - Class 4 ¦ Conservative | 1302.7736 | 1139.2 | 1136.9568 | 1134.7136 | 1132.4704 | 1130.2271 | 1127.9839 | 1125.7407 | 1123.4975 | 1121.2543 | 1119.0111 | 1099.777 | 1080.543 | 1061.309 | 1042.075 | 1022.841 | 1003.607 | 984.373 | 965.139 | 945.905 | 926.671 | 907.437 | 888.2029 | 868.9689 | 849.7349 | 830.5009 | 811.2669 | 792.0329 | 772.7989 | 753.5649 | 734.3309
Overnight Capital Cost ($/kW) | Utility PV - Class 3 | Advanced | Overnight Capital Cost ($/kW) ¦ Utility PV - Class 3 ¦ Advanced | 1302.7736 | 1139.2 | 1079.6734 | 1020.1468 | 960.6202 | 901.0936 | 841.567 | 782.0404 | 722.5137 | 662.9871 | 603.4605 | 596.0386 | 588.6167 | 581.1948 | 573.7729 | 566.351 | 558.9291 | 551.5072 | 544.0853 | 536.6633 | 529.2414 | 521.8195 | 514.3976 | 506.9757 | 499.5538 | 492.1319 | 484.71 | 477.2881 | 469.8662 | 462.4443 | 455.0223
Overnight Capital Cost ($/kW) | Utility PV - Class 3 | Moderate | Overnight Capital Cost ($/kW) ¦ Utility PV - Class 3 ¦ Moderate | 1302.7736 | 1139.2 | 1094.2145 | 1049.2291 | 1004.2436 | 959.2582 | 914.2727 | 869.2872 | 824.3018 | 779.3163 | 734.3309 | 727.7874 | 721.2438 | 714.7003 | 708.1568 | 701.6133 | 695.0698 | 688.5263 | 681.9827 | 675.4392 | 668.8957 | 662.3522 | 655.8087 | 649.2652 | 642.7216 | 636.1781 | 629.6346 | 623.0911 | 616.5476 | 610.0041 | 603.4605
Overnight Capital Cost ($/kW) | Utility PV - Class 3 | Conservative | Overnight Capital Cost ($/kW) ¦ Utility PV - Class 3 ¦ Conservative | 1302.7736 | 1139.2 | 1136.9568 | 1134.7136 | 1132.4704 | 1130.2271 | 1127.9839 | 1125.7407 | 1123.4975 | 1121.2543 | 1119.0111 | 1099.777 | 1080.543 | 1061.309 | 1042.075 | 1022.841 | 1003.607 | 984.373 | 965.139 | 945.905 | 926.671 | 907.437 | 888.2029 | 868.9689 | 849.7349 | 830.5009 | 811.2669 | 792.0329 | 772.7989 | 753.5649 | 734.3309
Overnight Capital Cost ($/kW) | Utility PV - Class 2 | Advanced | Overnight Capital Cost ($/kW) ¦ Utility PV - Class 2 ¦ Advanced | 1302.7736 | 1139.2 | 1079.6734 | 1020.1468 | 960.6202 | 901.0936 | 841.567 | 782.0404 | 722.5137 | 662.9871 | 603.4605 | 596.0386 | 588.6167 | 581.1948 | 573.7729 | 566.351 | 558.9291 | 551.5072 | 544.0853 | 536.6633 | 529.2414 | 521.8195 | 514.3976 | 506.9757 | 499.5538 | 492.1319 | 484.71 | 477.2881 | 469.8662 | 462.4443 | 455.0223
Overnight Capital Cost ($/kW) | Utility PV - Class 2 | Moderate | Overnight Capital Cost ($/kW) ¦ Utility PV - Class 2 ¦ Moderate | 1302.7736 | 1139.2 | 1094.2145 | 1049.2291 | 1004.2436 | 959.2582 | 914.2727 | 869.2872 | 824.3018 | 779.3163 | 734.3309 | 727.7874 | 721.2438 | 714.7003 | 708.1568 | 701.6133 | 695.0698 | 688.5263 | 681.9827 | 675.4392 | 668.8957 | 662.3522 | 655.8087 | 649.2652 | 642.7216 | 636.1781 | 629.6346 | 623.0911 | 616.5476 | 610.0041 | 603.4605
Overnight Capital Cost ($/kW) | Utility PV - Class 2 | Conservative | Overnight Capital Cost ($/kW) ¦ Utility PV - Class 2 ¦ Conservative | 1302.7736 | 1139.2 | 1136.9568 | 1134.7136 | 1132.4704 | 1130.2271 | 1127.9839 | 1125.7407 | 1123.4975 | 1121.2543 | 1119.0111 | 1099.777 | 1080.543 | 1061.309 | 1042.075 | 1022.841 | 1003.607 | 984.373 | 965.139 | 945.905 | 926.671 | 907.437 | 888.2029 | 868.9689 | 849.7349 | 830.5009 | 811.2669 | 792.0329 | 772.7989 | 753.5649 | 734.3309
Overnight Capital Cost ($/kW) | Utility PV - Class 1 | Advanced | Overnight Capital Cost ($/kW) ¦ Utility PV - Class 1 ¦ Advanced | 1302.7736 | 1139.2 | 1079.6734 | 1020.1468 | 960.6202 | 901.0936 | 841.567 | 782.0404 | 722.5137 | 662.9871 | 603.4605 | 596.0386 | 588.6167 | 581.1948 | 573.7729 | 566.351 | 558.9291 | 551.5072 | 544.0853 | 536.6633 | 529.2414 | 521.8195 | 514.3976 | 506.9757 | 499.5538 | 492.1319 | 484.71 | 477.2881 | 469.8662 | 462.4443 | 455.0223
Overnight Capital Cost ($/kW) | Utility PV - Class 1 | Moderate | Overnight Capital Cost ($/kW) ¦ Utility PV - Class 1 ¦ Moderate | 1302.7736 | 1139.2 | 1094.2145 | 1049.2291 | 1004.2436 | 959.2582 | 914.2727 | 869.2872 | 824.3018 | 779.3163 | 734.3309 | 727.7874 | 721.2438 | 714.7003 | 708.1568 | 701.6133 | 695.0698 | 688.5263 | 681.9827 | 675.4392 | 668.8957 | 662.3522 | 655.8087 | 649.2652 | 642.7216 | 636.1781 | 629.6346 | 623.0911 | 616.5476 | 610.0041 | 603.4605
Overnight Capital Cost ($/kW) | Utility PV - Class 1 | Conservative | Overnight Capital Cost ($/kW) ¦ Utility PV - Class 1 ¦ Conservative | 1302.7736 | 1139.2 | 1136.9568 | 1134.7136 | 1132.4704 | 1130.2271 | 1127.9839 | 1125.7407 | 1123.4975 | 1121.2543 | 1119.0111 | 1099.777 | 1080.543 | 1061.309 | 1042.075 | 1022.841 | 1003.607 | 984.373 | 965.139 | 945.905 | 926.671 | 907.437 | 888.2029 | 868.9689 | 849.7349 | 830.5009 | 811.2669 | 792.0329 | 772.7989 | 753.5649 | 734.3309
Fixed Operation and Maintenance Expenses ($/kW-yr) | Utility PV - Class 10 | Advanced | Fixed Operation and Maintenance Expenses ($/kW-yr) ¦ Utility PV - Class 10 ¦ Advanced | 22.6237 | 20.5568 | 19.7158 | 18.8878 | 18.0664 | 17.2512 | 16.4416 | 15.6373 | 14.8379 | 14.043 | 13.2523 | 13.1268 | 13.0021 | 12.878 | 12.7547 | 12.632 | 12.51 | 12.3887 | 12.268 | 12.1479 | 12.0284 | 11.9094 | 11.7911 | 11.6732 | 11.5559 | 11.4392 | 11.3229 | 11.2071 | 11.0918 | 10.977 | 10.8626
Fixed Operation and Maintenance Expenses ($/kW-yr) | Utility PV - Class 10 | Moderate | Fixed Operation and Maintenance Expenses ($/kW-yr) ¦ Utility PV - Class 10 ¦ Moderate | 22.6237 | 20.5568 | 19.9517 | 19.3544 | 18.759 | 18.1654 | 17.5734 | 16.9831 | 16.3945 | 15.8073 | 15.2216 | 15.1209 | 15.0204 | 14.9202 | 14.8203 | 14.7206 | 14.6212 | 14.522 | 14.423 | 14.3242 | 14.2257 | 14.1274 | 14.0294 | 13.9315 | 13.8339 | 13.7364 | 13.6392 | 13.5422 | 13.4454 | 13.3488 | 13.2523
Fixed Operation and Maintenance Expenses ($/kW-yr) | Utility PV - Class 10 | Conservative | Fixed Operation and Maintenance Expenses ($/kW-yr) ¦ Utility PV - Class 10 ¦ Conservative | 22.6237 | 20.5568 | 20.4818 | 20.4134 | 20.3457 | 20.2787 | 20.2124 | 20.1468 | 20.0819 | 20.0176 | 19.9539 | 19.7169 | 19.4798 | 19.2429 | 19.006 | 18.7691 | 18.5323 | 18.2955 | 18.0588 | 17.8221 | 17.5855 | 17.3489 | 17.1123 | 16.8758 | 16.6394 | 16.403 | 16.1666 | 15.9303 | 15.694 | 15.4578 | 15.2216
Fixed Operation and Maintenance Expenses ($/kW-yr) | Utility PV - Class 9 | Advanced | Fixed Operation and Maintenance Expenses ($/kW-yr) ¦ Utility PV - Class 9 ¦ Advanced | 22.6237 | 20.5568 | 19.7158 | 18.8878 | 18.0664 | 17.2512 | 16.4416 | 15.6373 | 14.8379 | 14.043 | 13.2523 | 13.1268 | 13.0021 | 12.878 | 12.7547 | 12.632 | 12.51 | 12.3887 | 12.268 | 12.1479 | 12.0284 | 11.9094 | 11.7911 | 11.6732 | 11.5559 | 11.4392 | 11.3229 | 11.2071 | 11.0918 | 10.977 | 10.8626
Fixed Operation and Maintenance Expenses ($/kW-yr) | Utility PV - Class 9 | Moderate | Fixed Operation and Maintenance Expenses ($/kW-yr) ¦ Utility PV - Class 9 ¦ Moderate | 22.6237 | 20.5568 | 19.9517 | 19.3544 | 18.759 | 18.1654 | 17.5734 | 16.9831 | 16.3945 | 15.8073 | 15.2216 | 15.1209 | 15.0204 | 14.9202 | 14.8203 | 14.7206 | 14.6212 | 14.522 | 14.423 | 14.3242 | 14.2257 | 14.1274 | 14.0294 | 13.9315 | 13.8339 | 13.7364 | 13.6392 | 13.5422 | 13.4454 | 13.3488 | 13.2523
Fixed Operation and Maintenance Expenses ($/kW-yr) | Utility PV - Class 9 | Conservative | Fixed Operation and Maintenance Expenses ($/kW-yr) ¦ Utility PV - Class 9 ¦ Conservative | 22.6237 | 20.5568 | 20.4818 | 20.4134 | 20.3457 | 20.2787 | 20.2124 | 20.1468 | 20.0819 | 20.0176 | 19.9539 | 19.7169 | 19.4798 | 19.2429 | 19.006 | 18.7691 | 18.5323 | 18.2955 | 18.0588 | 17.8221 | 17.5855 | 17.3489 | 17.1123 | 16.8758 | 16.6394 | 16.403 | 16.1666 | 15.9303 | 15.694 | 15.4578 | 15.2216
Fixed Operation and Maintenance Expenses ($/kW-yr) | Utility PV - Class 8 | Advanced | Fixed Operation and Maintenance Expenses ($/kW-yr) ¦ Utility PV - Class 8 ¦ Advanced | 22.6237 | 20.5568 | 19.7158 | 18.8878 | 18.0664 | 17.2512 | 16.4416 | 15.6373 | 14.8379 | 14.043 | 13.2523 | 13.1268 | 13.0021 | 12.878 | 12.7547 | 12.632 | 12.51 | 12.3887 | 12.268 | 12.1479 | 12.0284 | 11.9094 | 11.7911 | 11.6732 | 11.5559 | 11.4392 | 11.3229 | 11.2071 | 11.0918 | 10.977 | 10.8626
Fixed Operation and Maintenance Expenses ($/kW-yr) | Utility PV - Class 8 | Moderate | Fixed Operation and Maintenance Expenses ($/kW-yr) ¦ Utility PV - Class 8 ¦ Moderate | 22.6237 | 20.5568 | 19.9517 | 19.3544 | 18.759 | 18.1654 | 17.5734 | 16.9831 | 16.3945 | 15.8073 | 15.2216 | 15.1209 | 15.0204 | 14.9202 | 14.8203 | 14.7206 | 14.6212 | 14.522 | 14.423 | 14.3242 | 14.2257 | 14.1274 | 14.0294 | 13.9315 | 13.8339 | 13.7364 | 13.6392 | 13.5422 | 13.4454 | 13.3488 | 13.2523
Fixed Operation and Maintenance Expenses ($/kW-yr) | Utility PV - Class 8 | Conservative | Fixed Operation and Maintenance Expenses ($/kW-yr) ¦ Utility PV - Class 8 ¦ Conservative | 22.6237 | 20.5568 | 20.4818 | 20.4134 | 20.3457 | 20.2787 | 20.2124 | 20.1468 | 20.0819 | 20.0176 | 19.9539 | 19.7169 | 19.4798 | 19.2429 | 19.006 | 18.7691 | 18.5323 | 18.2955 | 18.0588 | 17.8221 | 17.5855 | 17.3489 | 17.1123 | 16.8758 | 16.6394 | 16.403 | 16.1666 | 15.9303 | 15.694 | 15.4578 | 15.2216
Fixed Operation and Maintenance Expenses ($/kW-yr) | Utility PV - Class 7 | Advanced | Fixed Operation and Maintenance Expenses ($/kW-yr) ¦ Utility PV - Class 7 ¦ Advanced | 22.6237 | 20.5568 | 19.7158 | 18.8878 | 18.0664 | 17.2512 | 16.4416 | 15.6373 | 14.8379 | 14.043 | 13.2523 | 13.1268 | 13.0021 | 12.878 | 12.7547 | 12.632 | 12.51 | 12.3887 | 12.268 | 12.1479 | 12.0284 | 11.9094 | 11.7911 | 11.6732 | 11.5559 | 11.4392 | 11.3229 | 11.2071 | 11.0918 | 10.977 | 10.8626
Fixed Operation and Maintenance Expenses ($/kW-yr) | Utility PV - Class 7 | Moderate | Fixed Operation and Maintenance Expenses ($/kW-yr) ¦ Utility PV - Class 7 ¦ Moderate | 22.6237 | 20.5568 | 19.9517 | 19.3544 | 18.759 | 18.1654 | 17.5734 | 16.9831 | 16.3945 | 15.8073 | 15.2216 | 15.1209 | 15.0204 | 14.9202 | 14.8203 | 14.7206 | 14.6212 | 14.522 | 14.423 | 14.3242 | 14.2257 | 14.1274 | 14.0294 | 13.9315 | 13.8339 | 13.7364 | 13.6392 | 13.5422 | 13.4454 | 13.3488 | 13.2523
Fixed Operation and Maintenance Expenses ($/kW-yr) | Utility PV - Class 7 | Conservative | Fixed Operation and Maintenance Expenses ($/kW-yr) ¦ Utility PV - Class 7 ¦ Conservative | 22.6237 | 20.5568 | 20.4818 | 20.4134 | 20.3457 | 20.2787 | 20.2124 | 20.1468 | 20.0819 | 20.0176 | 19.9539 | 19.7169 | 19.4798 | 19.2429 | 19.006 | 18.7691 | 18.5323 | 18.2955 | 18.0588 | 17.8221 | 17.5855 | 17.3489 | 17.1123 | 16.8758 | 16.6394 | 16.403 | 16.1666 | 15.9303 | 15.694 | 15.4578 | 15.2216
Fixed Operation and Maintenance Expenses ($/kW-yr) | Utility PV - Class 6 | Advanced | Fixed Operation and Maintenance Expenses ($/kW-yr) ¦ Utility PV - Class 6 ¦ Advanced | 22.6237 | 20.5568 | 19.7158 | 18.8878 | 18.0664 | 17.2512 | 16.4416 | 15.6373 | 14.8379 | 14.043 | 13.2523 | 13.1268 | 13.0021 | 12.878 | 12.7547 | 12.632 | 12.51 | 12.3887 | 12.268 | 12.1479 | 12.0284 | 11.9094 | 11.7911 | 11.6732 | 11.5559 | 11.4392 | 11.3229 | 11.2071 | 11.0918 | 10.977 | 10.8626
Fixed Operation and Maintenance Expenses ($/kW-yr) | Utility PV - Class 6 | Moderate | Fixed Operation and Maintenance Expenses ($/kW-yr) ¦ Utility PV - Class 6 ¦ Moderate | 22.6237 | 20.5568 | 19.9517 | 19.3544 | 18.759 | 18.1654 | 17.5734 | 16.9831 | 16.3945 | 15.8073 | 15.2216 | 15.1209 | 15.0204 | 14.9202 | 14.8203 | 14.7206 | 14.6212 | 14.522 | 14.423 | 14.3242 | 14.2257 | 14.1274 | 14.0294 | 13.9315 | 13.8339 | 13.7364 | 13.6392 | 13.5422 | 13.4454 | 13.3488 | 13.2523
Fixed Operation and Maintenance Expenses ($/kW-yr) | Utility PV - Class 6 | Conservative | Fixed Operation and Maintenance Expenses ($/kW-yr) ¦ Utility PV - Class 6 ¦ Conservative | 22.6237 | 20.5568 | 20.4818 | 20.4134 | 20.3457 | 20.2787 | 20.2124 | 20.1468 | 20.0819 | 20.0176 | 19.9539 | 19.7169 | 19.4798 | 19.2429 | 19.006 | 18.7691 | 18.5323 | 18.2955 | 18.0588 | 17.8221 | 17.5855 | 17.3489 | 17.1123 | 16.8758 | 16.6394 | 16.403 | 16.1666 | 15.9303 | 15.694 | 15.4578 | 15.2216
Fixed Operation and Maintenance Expenses ($/kW-yr) | Utility PV - Class 5 | Advanced | Fixed Operation and Maintenance Expenses ($/kW-yr) ¦ Utility PV - Class 5 ¦ Advanced | 22.6237 | 20.5568 | 19.7158 | 18.8878 | 18.0664 | 17.2512 | 16.4416 | 15.6373 | 14.8379 | 14.043 | 13.2523 | 13.1268 | 13.0021 | 12.878 | 12.7547 | 12.632 | 12.51 | 12.3887 | 12.268 | 12.1479 | 12.0284 | 11.9094 | 11.7911 | 11.6732 | 11.5559 | 11.4392 | 11.3229 | 11.2071 | 11.0918 | 10.977 | 10.8626
Fixed Operation and Maintenance Expenses ($/kW-yr) | Utility PV - Class 5 | Moderate | Fixed Operation and Maintenance Expenses ($/kW-yr) ¦ Utility PV - Class 5 ¦ Moderate | 22.6237 | 20.5568 | 19.9517 | 19.3544 | 18.759 | 18.1654 | 17.5734 | 16.9831 | 16.3945 | 15.8073 | 15.2216 | 15.1209 | 15.0204 | 14.9202 | 14.8203 | 14.7206 | 14.6212 | 14.522 | 14.423 | 14.3242 | 14.2257 | 14.1274 | 14.0294 | 13.9315 | 13.8339 | 13.7364 | 13.6392 | 13.5422 | 13.4454 | 13.3488 | 13.2523
Fixed Operation and Maintenance Expenses ($/kW-yr) | Utility PV - Class 5 | Conservative | Fixed Operation and Maintenance Expenses ($/kW-yr) ¦ Utility PV - Class 5 ¦ Conservative | 22.6237 | 20.5568 | 20.4818 | 20.4134 | 20.3457 | 20.2787 | 20.2124 | 20.1468 | 20.0819 | 20.0176 | 19.9539 | 19.7169 | 19.4798 | 19.2429 | 19.006 | 18.7691 | 18.5323 | 18.2955 | 18.0588 | 17.8221 | 17.5855 | 17.3489 | 17.1123 | 16.8758 | 16.6394 | 16.403 | 16.1666 | 15.9303 | 15.694 | 15.4578 | 15.2216
Fixed Operation and Maintenance Expenses ($/kW-yr) | Utility PV - Class 4 | Advanced | Fixed Operation and Maintenance Expenses ($/kW-yr) ¦ Utility PV - Class 4 ¦ Advanced | 22.6237 | 20.5568 | 19.7158 | 18.8878 | 18.0664 | 17.2512 | 16.4416 | 15.6373 | 14.8379 | 14.043 | 13.2523 | 13.1268 | 13.0021 | 12.878 | 12.7547 | 12.632 | 12.51 | 12.3887 | 12.268 | 12.1479 | 12.0284 | 11.9094 | 11.7911 | 11.6732 | 11.5559 | 11.4392 | 11.3229 | 11.2071 | 11.0918 | 10.977 | 10.8626
Fixed Operation and Maintenance Expenses ($/kW-yr) | Utility PV - Class 4 | Moderate | Fixed Operation and Maintenance Expenses ($/kW-yr) ¦ Utility PV - Class 4 ¦ Moderate | 22.6237 | 20.5568 | 19.9517 | 19.3544 | 18.759 | 18.1654 | 17.5734 | 16.9831 | 16.3945 | 15.8073 | 15.2216 | 15.1209 | 15.0204 | 14.9202 | 14.8203 | 14.7206 | 14.6212 | 14.522 | 14.423 | 14.3242 | 14.2257 | 14.1274 | 14.0294 | 13.9315 | 13.8339 | 13.7364 | 13.6392 | 13.5422 | 13.4454 | 13.3488 | 13.2523
Fixed Operation and Maintenance Expenses ($/kW-yr) | Utility PV - Class 4 | Conservative | Fixed Operation and Maintenance Expenses ($/kW-yr) ¦ Utility PV - Class 4 ¦ Conservative | 22.6237 | 20.5568 | 20.4818 | 20.4134 | 20.3457 | 20.2787 | 20.2124 | 20.1468 | 20.0819 | 20.0176 | 19.9539 | 19.7169 | 19.4798 | 19.2429 | 19.006 | 18.7691 | 18.5323 | 18.2955 | 18.0588 | 17.8221 | 17.5855 | 17.3489 | 17.1123 | 16.8758 | 16.6394 | 16.403 | 16.1666 | 15.9303 | 15.694 | 15.4578 | 15.2216
Fixed Operation and Maintenance Expenses ($/kW-yr) | Utility PV - Class 3 | Advanced | Fixed Operation and Maintenance Expenses ($/kW-yr) ¦ Utility PV - Class 3 ¦ Advanced | 22.6237 | 20.5568 | 19.7158 | 18.8878 | 18.0664 | 17.2512 | 16.4416 | 15.6373 | 14.8379 | 14.043 | 13.2523 | 13.1268 | 13.0021 | 12.878 | 12.7547 | 12.632 | 12.51 | 12.3887 | 12.268 | 12.1479 | 12.0284 | 11.9094 | 11.7911 | 11.6732 | 11.5559 | 11.4392 | 11.3229 | 11.2071 | 11.0918 | 10.977 | 10.8626
Fixed Operation and Maintenance Expenses ($/kW-yr) | Utility PV - Class 3 | Moderate | Fixed Operation and Maintenance Expenses ($/kW-yr) ¦ Utility PV - Class 3 ¦ Moderate | 22.6237 | 20.5568 | 19.9517 | 19.3544 | 18.759 | 18.1654 | 17.5734 | 16.9831 | 16.3945 | 15.8073 | 15.2216 | 15.1209 | 15.0204 | 14.9202 | 14.8203 | 14.7206 | 14.6212 | 14.522 | 14.423 | 14.3242 | 14.2257 | 14.1274 | 14.0294 | 13.9315 | 13.8339 | 13.7364 | 13.6392 | 13.5422 | 13.4454 | 13.3488 | 13.2523
Fixed Operation and Maintenance Expenses ($/kW-yr) | Utility PV - Class 3 | Conservative | Fixed Operation and Maintenance Expenses ($/kW-yr) ¦ Utility PV - Class 3 ¦ Conservative | 22.6237 | 20.5568 | 20.4818 | 20.4134 | 20.3457 | 20.2787 | 20.2124 | 20.1468 | 20.0819 | 20.0176 | 19.9539 | 19.7169 | 19.4798 | 19.2429 | 19.006 | 18.7691 | 18.5323 | 18.2955 | 18.0588 | 17.8221 | 17.5855 | 17.3489 | 17.1123 | 16.8758 | 16.6394 | 16.403 | 16.1666 | 15.9303 | 15.694 | 15.4578 | 15.2216
Fixed Operation and Maintenance Expenses ($/kW-yr) | Utility PV - Class 2 | Advanced | Fixed Operation and Maintenance Expenses ($/kW-yr) ¦ Utility PV - Class 2 ¦ Advanced | 22.6237 | 20.5568 | 19.7158 | 18.8878 | 18.0664 | 17.2512 | 16.4416 | 15.6373 | 14.8379 | 14.043 | 13.2523 | 13.1268 | 13.0021 | 12.878 | 12.7547 | 12.632 | 12.51 | 12.3887 | 12.268 | 12.1479 | 12.0284 | 11.9094 | 11.7911 | 11.6732 | 11.5559 | 11.4392 | 11.3229 | 11.2071 | 11.0918 | 10.977 | 10.8626
Fixed Operation and Maintenance Expenses ($/kW-yr) | Utility PV - Class 2 | Moderate | Fixed Operation and Maintenance Expenses ($/kW-yr) ¦ Utility PV - Class 2 ¦ Moderate | 22.6237 | 20.5568 | 19.9517 | 19.3544 | 18.759 | 18.1654 | 17.5734 | 16.9831 | 16.3945 | 15.8073 | 15.2216 | 15.1209 | 15.0204 | 14.9202 | 14.8203 | 14.7206 | 14.6212 | 14.522 | 14.423 | 14.3242 | 14.2257 | 14.1274 | 14.0294 | 13.9315 | 13.8339 | 13.7364 | 13.6392 | 13.5422 | 13.4454 | 13.3488 | 13.2523
Fixed Operation and Maintenance Expenses ($/kW-yr) | Utility PV - Class 2 | Conservative | Fixed Operation and Maintenance Expenses ($/kW-yr) ¦ Utility PV - Class 2 ¦ Conservative | 22.6237 | 20.5568 | 20.4818 | 20.4134 | 20.3457 | 20.2787 | 20.2124 | 20.1468 | 20.0819 | 20.0176 | 19.9539 | 19.7169 | 19.4798 | 19.2429 | 19.006 | 18.7691 | 18.5323 | 18.2955 | 18.0588 | 17.8221 | 17.5855 | 17.3489 | 17.1123 | 16.8758 | 16.6394 | 16.403 | 16.1666 | 15.9303 | 15.694 | 15.4578 | 15.2216
Fixed Operation and Maintenance Expenses ($/kW-yr) | Utility PV - Class 1 | Advanced | Fixed Operation and Maintenance Expenses ($/kW-yr) ¦ Utility PV - Class 1 ¦ Advanced | 22.6237 | 20.5568 | 19.7158 | 18.8878 | 18.0664 | 17.2512 | 16.4416 | 15.6373 | 14.8379 | 14.043 | 13.2523 | 13.1268 | 13.0021 | 12.878 | 12.7547 | 12.632 | 12.51 | 12.3887 | 12.268 | 12.1479 | 12.0284 | 11.9094 | 11.7911 | 11.6732 | 11.5559 | 11.4392 | 11.3229 | 11.2071 | 11.0918 | 10.977 | 10.8626
Fixed Operation and Maintenance Expenses ($/kW-yr) | Utility PV - Class 1 | Moderate | Fixed Operation and Maintenance Expenses ($/kW-yr) ¦ Utility PV - Class 1 ¦ Moderate | 22.6237 | 20.5568 | 19.9517 | 19.3544 | 18.759 | 18.1654 | 17.5734 | 16.9831 | 16.3945 | 15.8073 | 15.2216 | 15.1209 | 15.0204 | 14.9202 | 14.8203 | 14.7206 | 14.6212 | 14.522 | 14.423 | 14.3242 | 14.2257 | 14.1274 | 14.0294 | 13.9315 | 13.8339 | 13.7364 | 13.6392 | 13.5422 | 13.4454 | 13.3488 | 13.2523
Fixed Operation and Maintenance Expenses ($/kW-yr) | Utility PV - Class 1 | Conservative | Fixed Operation and Maintenance Expenses ($/kW-yr) ¦ Utility PV - Class 1 ¦ Conservative | 22.6237 | 20.5568 | 20.4818 | 20.4134 | 20.3457 | 20.2787 | 20.2124 | 20.1468 | 20.0819 | 20.0176 | 19.9539 | 19.7169 | 19.4798 | 19.2429 | 19.006 | 18.7691 | 18.5323 | 18.2955 | 18.0588 | 17.8221 | 17.5855 | 17.3489 | 17.1123 | 16.8758 | 16.6394 | 16.403 | 16.1666 | 15.9303 | 15.694 | 15.4578 | 15.2216
Variable Operation and Maintenance Expenses ($/MWh) | Utility PV - Class 10 | Advanced | Variable Operation and Maintenance Expenses ($/MWh) ¦ Utility PV - Class 10 ¦ Advanced | 0 | 0 | 0 | 0 | 0 | 0 | 0 | 0 | 0 | 0 | 0 | 0 | 0 | 0 | 0 | 0 | 0 | 0 | 0 | 0 | 0 | 0 | 0 | 0 | 0 | 0 | 0 | 0 | 0 | 0 | 0
Variable Operation and Maintenance Expenses ($/MWh) | Utility PV - Class 10 | Moderate | Variable Operation and Maintenance Expenses ($/MWh) ¦ Utility PV - Class 10 ¦ Moderate | 0 | 0 | 0 | 0 | 0 | 0 | 0 | 0 | 0 | 0 | 0 | 0 | 0 | 0 | 0 | 0 | 0 | 0 | 0 | 0 | 0 | 0 | 0 | 0 | 0 | 0 | 0 | 0 | 0 | 0 | 0
Variable Operation and Maintenance Expenses ($/MWh) | Utility PV - Class 10 | Conservative | Variable Operation and Maintenance Expenses ($/MWh) ¦ Utility PV - Class 10 ¦ Conservative | 0 | 0 | 0 | 0 | 0 | 0 | 0 | 0 | 0 | 0 | 0 | 0 | 0 | 0 | 0 | 0 | 0 | 0 | 0 | 0 | 0 | 0 | 0 | 0 | 0 | 0 | 0 | 0 | 0 | 0 | 0
Variable Operation and Maintenance Expenses ($/MWh) | Utility PV - Class 9 | Advanced | Variable Operation and Maintenance Expenses ($/MWh) ¦ Utility PV - Class 9 ¦ Advanced | 0 | 0 | 0 | 0 | 0 | 0 | 0 | 0 | 0 | 0 | 0 | 0 | 0 | 0 | 0 | 0 | 0 | 0 | 0 | 0 | 0 | 0 | 0 | 0 | 0 | 0 | 0 | 0 | 0 | 0 | 0
Variable Operation and Maintenance Expenses ($/MWh) | Utility PV - Class 9 | Moderate | Variable Operation and Maintenance Expenses ($/MWh) ¦ Utility PV - Class 9 ¦ Moderate | 0 | 0 | 0 | 0 | 0 | 0 | 0 | 0 | 0 | 0 | 0 | 0 | 0 | 0 | 0 | 0 | 0 | 0 | 0 | 0 | 0 | 0 | 0 | 0 | 0 | 0 | 0 | 0 | 0 | 0 | 0
Variable Operation and Maintenance Expenses ($/MWh) | Utility PV - Class 9 | Conservative | Variable Operation and Maintenance Expenses ($/MWh) ¦ Utility PV - Class 9 ¦ Conservative | 0 | 0 | 0 | 0 | 0 | 0 | 0 | 0 | 0 | 0 | 0 | 0 | 0 | 0 | 0 | 0 | 0 | 0 | 0 | 0 | 0 | 0 | 0 | 0 | 0 | 0 | 0 | 0 | 0 | 0 | 0
Variable Operation and Maintenance Expenses ($/MWh) | Utility PV - Class 8 | Advanced | Variable Operation and Maintenance Expenses ($/MWh) ¦ Utility PV - Class 8 ¦ Advanced | 0 | 0 | 0 | 0 | 0 | 0 | 0 | 0 | 0 | 0 | 0 | 0 | 0 | 0 | 0 | 0 | 0 | 0 | 0 | 0 | 0 | 0 | 0 | 0 | 0 | 0 | 0 | 0 | 0 | 0 | 0
Variable Operation and Maintenance Expenses ($/MWh) | Utility PV - Class 8 | Moderate | Variable Operation and Maintenance Expenses ($/MWh) ¦ Utility PV - Class 8 ¦ Moderate | 0 | 0 | 0 | 0 | 0 | 0 | 0 | 0 | 0 | 0 | 0 | 0 | 0 | 0 | 0 | 0 | 0 | 0 | 0 | 0 | 0 | 0 | 0 | 0 | 0 | 0 | 0 | 0 | 0 | 0 | 0
Variable Operation and Maintenance Expenses ($/MWh) | Utility PV - Class 8 | Conservative | Variable Operation and Maintenance Expenses ($/MWh) ¦ Utility PV - Class 8 ¦ Conservative | 0 | 0 | 0 | 0 | 0 | 0 | 0 | 0 | 0 | 0 | 0 | 0 | 0 | 0 | 0 | 0 | 0 | 0 | 0 | 0 | 0 | 0 | 0 | 0 | 0 | 0 | 0 | 0 | 0 | 0 | 0
Variable Operation and Maintenance Expenses ($/MWh) | Utility PV - Class 7 | Advanced | Variable Operation and Maintenance Expenses ($/MWh) ¦ Utility PV - Class 7 ¦ Advanced | 0 | 0 | 0 | 0 | 0 | 0 | 0 | 0 | 0 | 0 | 0 | 0 | 0 | 0 | 0 | 0 | 0 | 0 | 0 | 0 | 0 | 0 | 0 | 0 | 0 | 0 | 0 | 0 | 0 | 0 | 0
Variable Operation and Maintenance Expenses ($/MWh) | Utility PV - Class 7 | Moderate | Variable Operation and Maintenance Expenses ($/MWh) ¦ Utility PV - Class 7 ¦ Moderate | 0 | 0 | 0 | 0 | 0 | 0 | 0 | 0 | 0 | 0 | 0 | 0 | 0 | 0 | 0 | 0 | 0 | 0 | 0 | 0 | 0 | 0 | 0 | 0 | 0 | 0 | 0 | 0 | 0 | 0 | 0
Variable Operation and Maintenance Expenses ($/MWh) | Utility PV - Class 7 | Conservative | Variable Operation and Maintenance Expenses ($/MWh) ¦ Utility PV - Class 7 ¦ Conservative | 0 | 0 | 0 | 0 | 0 | 0 | 0 | 0 | 0 | 0 | 0 | 0 | 0 | 0 | 0 | 0 | 0 | 0 | 0 | 0 | 0 | 0 | 0 | 0 | 0 | 0 | 0 | 0 | 0 | 0 | 0
Variable Operation and Maintenance Expenses ($/MWh) | Utility PV - Class 6 | Advanced | Variable Operation and Maintenance Expenses ($/MWh) ¦ Utility PV - Class 6 ¦ Advanced | 0 | 0 | 0 | 0 | 0 | 0 | 0 | 0 | 0 | 0 | 0 | 0 | 0 | 0 | 0 | 0 | 0 | 0 | 0 | 0 | 0 | 0 | 0 | 0 | 0 | 0 | 0 | 0 | 0 | 0 | 0
Variable Operation and Maintenance Expenses ($/MWh) | Utility PV - Class 6 | Moderate | Variable Operation and Maintenance Expenses ($/MWh) ¦ Utility PV - Class 6 ¦ Moderate | 0 | 0 | 0 | 0 | 0 | 0 | 0 | 0 | 0 | 0 | 0 | 0 | 0 | 0 | 0 | 0 | 0 | 0 | 0 | 0 | 0 | 0 | 0 | 0 | 0 | 0 | 0 | 0 | 0 | 0 | 0
Variable Operation and Maintenance Expenses ($/MWh) | Utility PV - Class 6 | Conservative | Variable Operation and Maintenance Expenses ($/MWh) ¦ Utility PV - Class 6 ¦ Conservative | 0 | 0 | 0 | 0 | 0 | 0 | 0 | 0 | 0 | 0 | 0 | 0 | 0 | 0 | 0 | 0 | 0 | 0 | 0 | 0 | 0 | 0 | 0 | 0 | 0 | 0 | 0 | 0 | 0 | 0 | 0
Variable Operation and Maintenance Expenses ($/MWh) | Utility PV - Class 5 | Advanced | Variable Operation and Maintenance Expenses ($/MWh) ¦ Utility PV - Class 5 ¦ Advanced | 0 | 0 | 0 | 0 | 0 | 0 | 0 | 0 | 0 | 0 | 0 | 0 | 0 | 0 | 0 | 0 | 0 | 0 | 0 | 0 | 0 | 0 | 0 | 0 | 0 | 0 | 0 | 0 | 0 | 0 | 0
Variable Operation and Maintenance Expenses ($/MWh) | Utility PV - Class 5 | Moderate | Variable Operation and Maintenance Expenses ($/MWh) ¦ Utility PV - Class 5 ¦ Moderate | 0 | 0 | 0 | 0 | 0 | 0 | 0 | 0 | 0 | 0 | 0 | 0 | 0 | 0 | 0 | 0 | 0 | 0 | 0 | 0 | 0 | 0 | 0 | 0 | 0 | 0 | 0 | 0 | 0 | 0 | 0
Variable Operation and Maintenance Expenses ($/MWh) | Utility PV - Class 5 | Conservative | Variable Operation and Maintenance Expenses ($/MWh) ¦ Utility PV - Class 5 ¦ Conservative | 0 | 0 | 0 | 0 | 0 | 0 | 0 | 0 | 0 | 0 | 0 | 0 | 0 | 0 | 0 | 0 | 0 | 0 | 0 | 0 | 0 | 0 | 0 | 0 | 0 | 0 | 0 | 0 | 0 | 0 | 0
Variable Operation and Maintenance Expenses ($/MWh) | Utility PV - Class 4 | Advanced | Variable Operation and Maintenance Expenses ($/MWh) ¦ Utility PV - Class 4 ¦ Advanced | 0 | 0 | 0 | 0 | 0 | 0 | 0 | 0 | 0 | 0 | 0 | 0 | 0 | 0 | 0 | 0 | 0 | 0 | 0 | 0 | 0 | 0 | 0 | 0 | 0 | 0 | 0 | 0 | 0 | 0 | 0
Variable Operation and Maintenance Expenses ($/MWh) | Utility PV - Class 4 | Moderate | Variable Operation and Maintenance Expenses ($/MWh) ¦ Utility PV - Class 4 ¦ Moderate | 0 | 0 | 0 | 0 | 0 | 0 | 0 | 0 | 0 | 0 | 0 | 0 | 0 | 0 | 0 | 0 | 0 | 0 | 0 | 0 | 0 | 0 | 0 | 0 | 0 | 0 | 0 | 0 | 0 | 0 | 0
Variable Operation and Maintenance Expenses ($/MWh) | Utility PV - Class 4 | Conservative | Variable Operation and Maintenance Expenses ($/MWh) ¦ Utility PV - Class 4 ¦ Conservative | 0 | 0 | 0 | 0 | 0 | 0 | 0 | 0 | 0 | 0 | 0 | 0 | 0 | 0 | 0 | 0 | 0 | 0 | 0 | 0 | 0 | 0 | 0 | 0 | 0 | 0 | 0 | 0 | 0 | 0 | 0
Variable Operation and Maintenance Expenses ($/MWh) | Utility PV - Class 3 | Advanced | Variable Operation and Maintenance Expenses ($/MWh) ¦ Utility PV - Class 3 ¦ Advanced | 0 | 0 | 0 | 0 | 0 | 0 | 0 | 0 | 0 | 0 | 0 | 0 | 0 | 0 | 0 | 0 | 0 | 0 | 0 | 0 | 0 | 0 | 0 | 0 | 0 | 0 | 0 | 0 | 0 | 0 | 0
Variable Operation and Maintenance Expenses ($/MWh) | Utility PV - Class 3 | Moderate | Variable Operation and Maintenance Expenses ($/MWh) ¦ Utility PV - Class 3 ¦ Moderate | 0 | 0 | 0 | 0 | 0 | 0 | 0 | 0 | 0 | 0 | 0 | 0 | 0 | 0 | 0 | 0 | 0 | 0 | 0 | 0 | 0 | 0 | 0 | 0 | 0 | 0 | 0 | 0 | 0 | 0 | 0
Variable Operation and Maintenance Expenses ($/MWh) | Utility PV - Class 3 | Conservative | Variable Operation and Maintenance Expenses ($/MWh) ¦ Utility PV - Class 3 ¦ Conservative | 0 | 0 | 0 | 0 | 0 | 0 | 0 | 0 | 0 | 0 | 0 | 0 | 0 | 0 | 0 | 0 | 0 | 0 | 0 | 0 | 0 | 0 | 0 | 0 | 0 | 0 | 0 | 0 | 0 | 0 | 0
Variable Operation and Maintenance Expenses ($/MWh) | Utility PV - Class 2 | Advanced | Variable Operation and Maintenance Expenses ($/MWh) ¦ Utility PV - Class 2 ¦ Advanced | 0 | 0 | 0 | 0 | 0 | 0 | 0 | 0 | 0 | 0 | 0 | 0 | 0 | 0 | 0 | 0 | 0 | 0 | 0 | 0 | 0 | 0 | 0 | 0 | 0 | 0 | 0 | 0 | 0 | 0 | 0
Variable Operation and Maintenance Expenses ($/MWh) | Utility PV - Class 2 | Moderate | Variable Operation and Maintenance Expenses ($/MWh) ¦ Utility PV - Class 2 ¦ Moderate | 0 | 0 | 0 | 0 | 0 | 0 | 0 | 0 | 0 | 0 | 0 | 0 | 0 | 0 | 0 | 0 | 0 | 0 | 0 | 0 | 0 | 0 | 0 | 0 | 0 | 0 | 0 | 0 | 0 | 0 | 0
Variable Operation and Maintenance Expenses ($/MWh) | Utility PV - Class 2 | Conservative | Variable Operation and Maintenance Expenses ($/MWh) ¦ Utility PV - Class 2 ¦ Conservative | 0 | 0 | 0 | 0 | 0 | 0 | 0 | 0 | 0 | 0 | 0 | 0 | 0 | 0 | 0 | 0 | 0 | 0 | 0 | 0 | 0 | 0 | 0 | 0 | 0 | 0 | 0 | 0 | 0 | 0 | 0
Variable Operation and Maintenance Expenses ($/MWh) | Utility PV - Class 1 | Advanced | Variable Operation and Maintenance Expenses ($/MWh) ¦ Utility PV - Class 1 ¦ Advanced | 0 | 0 | 0 | 0 | 0 | 0 | 0 | 0 | 0 | 0 | 0 | 0 | 0 | 0 | 0 | 0 | 0 | 0 | 0 | 0 | 0 | 0 | 0 | 0 | 0 | 0 | 0 | 0 | 0 | 0 | 0
Variable Operation and Maintenance Expenses ($/MWh) | Utility PV - Class 1 | Moderate | Variable Operation and Maintenance Expenses ($/MWh) ¦ Utility PV - Class 1 ¦ Moderate | 0 | 0 | 0 | 0 | 0 | 0 | 0 | 0 | 0 | 0 | 0 | 0 | 0 | 0 | 0 | 0 | 0 | 0 | 0 | 0 | 0 | 0 | 0 | 0 | 0 | 0 | 0 | 0 | 0 | 0 | 0
Variable Operation and Maintenance Expenses ($/MWh) | Utility PV - Class 1 | Conservative | Variable Operation and Maintenance Expenses ($/MWh) ¦ Utility PV - Class 1 ¦ Conservative | 0 | 0 | 0 | 0 | 0 | 0 | 0 | 0 | 0 | 0 | 0 | 0 | 0 | 0 | 0 | 0 | 0 | 0 | 0 | 0 | 0 | 0 | 0 | 0 | 0 | 0 | 0 | 0 | 0 | 0 | 0
Grid Connection Costs (GCC) ($/kW) | Utility PV - Class 10 | Advanced | Grid Connection Costs (GCC) ($/kW) ¦ Utility PV - Class 10 ¦ Advanced | 0 | 0 | 0 | 0 | 0 | 0 | 0 | 0 | 0 | 0 | 0 | 0 | 0 | 0 | 0 | 0 | 0 | 0 | 0 | 0 | 0 | 0 | 0 | 0 | 0 | 0 | 0 | 0 | 0 | 0 | 0
Grid Connection Costs (GCC) ($/kW) | Utility PV - Class 10 | Moderate | Grid Connection Costs (GCC) ($/kW) ¦ Utility PV - Class 10 ¦ Moderate | 0 | 0 | 0 | 0 | 0 | 0 | 0 | 0 | 0 | 0 | 0 | 0 | 0 | 0 | 0 | 0 | 0 | 0 | 0 | 0 | 0 | 0 | 0 | 0 | 0 | 0 | 0 | 0 | 0 | 0 | 0
Grid Connection Costs (GCC) ($/kW) | Utility PV - Class 10 | Conservative | Grid Connection Costs (GCC) ($/kW) ¦ Utility PV - Class 10 ¦ Conservative | 0 | 0 | 0 | 0 | 0 | 0 | 0 | 0 | 0 | 0 | 0 | 0 | 0 | 0 | 0 | 0 | 0 | 0 | 0 | 0 | 0 | 0 | 0 | 0 | 0 | 0 | 0 | 0 | 0 | 0 | 0
Grid Connection Costs (GCC) ($/kW) | Utility PV - Class 9 | Advanced | Grid Connection Costs (GCC) ($/kW) ¦ Utility PV - Class 9 ¦ Advanced | 0 | 0 | 0 | 0 | 0 | 0 | 0 | 0 | 0 | 0 | 0 | 0 | 0 | 0 | 0 | 0 | 0 | 0 | 0 | 0 | 0 | 0 | 0 | 0 | 0 | 0 | 0 | 0 | 0 | 0 | 0
Grid Connection Costs (GCC) ($/kW) | Utility PV - Class 9 | Moderate | Grid Connection Costs (GCC) ($/kW) ¦ Utility PV - Class 9 ¦ Moderate | 0 | 0 | 0 | 0 | 0 | 0 | 0 | 0 | 0 | 0 | 0 | 0 | 0 | 0 | 0 | 0 | 0 | 0 | 0 | 0 | 0 | 0 | 0 | 0 | 0 | 0 | 0 | 0 | 0 | 0 | 0
Grid Connection Costs (GCC) ($/kW) | Utility PV - Class 9 | Conservative | Grid Connection Costs (GCC) ($/kW) ¦ Utility PV - Class 9 ¦ Conservative | 0 | 0 | 0 | 0 | 0 | 0 | 0 | 0 | 0 | 0 | 0 | 0 | 0 | 0 | 0 | 0 | 0 | 0 | 0 | 0 | 0 | 0 | 0 | 0 | 0 | 0 | 0 | 0 | 0 | 0 | 0
Grid Connection Costs (GCC) ($/kW) | Utility PV - Class 8 | Advanced | Grid Connection Costs (GCC) ($/kW) ¦ Utility PV - Class 8 ¦ Advanced | 0 | 0 | 0 | 0 | 0 | 0 | 0 | 0 | 0 | 0 | 0 | 0 | 0 | 0 | 0 | 0 | 0 | 0 | 0 | 0 | 0 | 0 | 0 | 0 | 0 | 0 | 0 | 0 | 0 | 0 | 0
Grid Connection Costs (GCC) ($/kW) | Utility PV - Class 8 | Moderate | Grid Connection Costs (GCC) ($/kW) ¦ Utility PV - Class 8 ¦ Moderate | 0 | 0 | 0 | 0 | 0 | 0 | 0 | 0 | 0 | 0 | 0 | 0 | 0 | 0 | 0 | 0 | 0 | 0 | 0 | 0 | 0 | 0 | 0 | 0 | 0 | 0 | 0 | 0 | 0 | 0 | 0
Grid Connection Costs (GCC) ($/kW) | Utility PV - Class 8 | Conservative | Grid Connection Costs (GCC) ($/kW) ¦ Utility PV - Class 8 ¦ Conservative | 0 | 0 | 0 | 0 | 0 | 0 | 0 | 0 | 0 | 0 | 0 | 0 | 0 | 0 | 0 | 0 | 0 | 0 | 0 | 0 | 0 | 0 | 0 | 0 | 0 | 0 | 0 | 0 | 0 | 0 | 0
Grid Connection Costs (GCC) ($/kW) | Utility PV - Class 7 | Advanced | Grid Connection Costs (GCC) ($/kW) ¦ Utility PV - Class 7 ¦ Advanced | 0 | 0 | 0 | 0 | 0 | 0 | 0 | 0 | 0 | 0 | 0 | 0 | 0 | 0 | 0 | 0 | 0 | 0 | 0 | 0 | 0 | 0 | 0 | 0 | 0 | 0 | 0 | 0 | 0 | 0 | 0
Grid Connection Costs (GCC) ($/kW) | Utility PV - Class 7 | Moderate | Grid Connection Costs (GCC) ($/kW) ¦ Utility PV - Class 7 ¦ Moderate | 0 | 0 | 0 | 0 | 0 | 0 | 0 | 0 | 0 | 0 | 0 | 0 | 0 | 0 | 0 | 0 | 0 | 0 | 0 | 0 | 0 | 0 | 0 | 0 | 0 | 0 | 0 | 0 | 0 | 0 | 0
Grid Connection Costs (GCC) ($/kW) | Utility PV - Class 7 | Conservative | Grid Connection Costs (GCC) ($/kW) ¦ Utility PV - Class 7 ¦ Conservative | 0 | 0 | 0 | 0 | 0 | 0 | 0 | 0 | 0 | 0 | 0 | 0 | 0 | 0 | 0 | 0 | 0 | 0 | 0 | 0 | 0 | 0 | 0 | 0 | 0 | 0 | 0 | 0 | 0 | 0 | 0
Grid Connection Costs (GCC) ($/kW) | Utility PV - Class 6 | Advanced | Grid Connection Costs (GCC) ($/kW) ¦ Utility PV - Class 6 ¦ Advanced | 0 | 0 | 0 | 0 | 0 | 0 | 0 | 0 | 0 | 0 | 0 | 0 | 0 | 0 | 0 | 0 | 0 | 0 | 0 | 0 | 0 | 0 | 0 | 0 | 0 | 0 | 0 | 0 | 0 | 0 | 0
Grid Connection Costs (GCC) ($/kW) | Utility PV - Class 6 | Moderate | Grid Connection Costs (GCC) ($/kW) ¦ Utility PV - Class 6 ¦ Moderate | 0 | 0 | 0 | 0 | 0 | 0 | 0 | 0 | 0 | 0 | 0 | 0 | 0 | 0 | 0 | 0 | 0 | 0 | 0 | 0 | 0 | 0 | 0 | 0 | 0 | 0 | 0 | 0 | 0 | 0 | 0
Grid Connection Costs (GCC) ($/kW) | Utility PV - Class 6 | Conservative | Grid Connection Costs (GCC) ($/kW) ¦ Utility PV - Class 6 ¦ Conservative | 0 | 0 | 0 | 0 | 0 | 0 | 0 | 0 | 0 | 0 | 0 | 0 | 0 | 0 | 0 | 0 | 0 | 0 | 0 | 0 | 0 | 0 | 0 | 0 | 0 | 0 | 0 | 0 | 0 | 0 | 0
Grid Connection Costs (GCC) ($/kW) | Utility PV - Class 5 | Advanced | Grid Connection Costs (GCC) ($/kW) ¦ Utility PV - Class 5 ¦ Advanced | 0 | 0 | 0 | 0 | 0 | 0 | 0 | 0 | 0 | 0 | 0 | 0 | 0 | 0 | 0 | 0 | 0 | 0 | 0 | 0 | 0 | 0 | 0 | 0 | 0 | 0 | 0 | 0 | 0 | 0 | 0
Grid Connection Costs (GCC) ($/kW) | Utility PV - Class 5 | Moderate | Grid Connection Costs (GCC) ($/kW) ¦ Utility PV - Class 5 ¦ Moderate | 0 | 0 | 0 | 0 | 0 | 0 | 0 | 0 | 0 | 0 | 0 | 0 | 0 | 0 | 0 | 0 | 0 | 0 | 0 | 0 | 0 | 0 | 0 | 0 | 0 | 0 | 0 | 0 | 0 | 0 | 0
Grid Connection Costs (GCC) ($/kW) | Utility PV - Class 5 | Conservative | Grid Connection Costs (GCC) ($/kW) ¦ Utility PV - Class 5 ¦ Conservative | 0 | 0 | 0 | 0 | 0 | 0 | 0 | 0 | 0 | 0 | 0 | 0 | 0 | 0 | 0 | 0 | 0 | 0 | 0 | 0 | 0 | 0 | 0 | 0 | 0 | 0 | 0 | 0 | 0 | 0 | 0
Grid Connection Costs (GCC) ($/kW) | Utility PV - Class 4 | Advanced | Grid Connection Costs (GCC) ($/kW) ¦ Utility PV - Class 4 ¦ Advanced | 0 | 0 | 0 | 0 | 0 | 0 | 0 | 0 | 0 | 0 | 0 | 0 | 0 | 0 | 0 | 0 | 0 | 0 | 0 | 0 | 0 | 0 | 0 | 0 | 0 | 0 | 0 | 0 | 0 | 0 | 0
Grid Connection Costs (GCC) ($/kW) | Utility PV - Class 4 | Moderate | Grid Connection Costs (GCC) ($/kW) ¦ Utility PV - Class 4 ¦ Moderate | 0 | 0 | 0 | 0 | 0 | 0 | 0 | 0 | 0 | 0 | 0 | 0 | 0 | 0 | 0 | 0 | 0 | 0 | 0 | 0 | 0 | 0 | 0 | 0 | 0 | 0 | 0 | 0 | 0 | 0 | 0
Grid Connection Costs (GCC) ($/kW) | Utility PV - Class 4 | Conservative | Grid Connection Costs (GCC) ($/kW) ¦ Utility PV - Class 4 ¦ Conservative | 0 | 0 | 0 | 0 | 0 | 0 | 0 | 0 | 0 | 0 | 0 | 0 | 0 | 0 | 0 | 0 | 0 | 0 | 0 | 0 | 0 | 0 | 0 | 0 | 0 | 0 | 0 | 0 | 0 | 0 | 0
Grid Connection Costs (GCC) ($/kW) | Utility PV - Class 3 | Advanced | Grid Connection Costs (GCC) ($/kW) ¦ Utility PV - Class 3 ¦ Advanced | 0 | 0 | 0 | 0 | 0 | 0 | 0 | 0 | 0 | 0 | 0 | 0 | 0 | 0 | 0 | 0 | 0 | 0 | 0 | 0 | 0 | 0 | 0 | 0 | 0 | 0 | 0 | 0 | 0 | 0 | 0
Grid Connection Costs (GCC) ($/kW) | Utility PV - Class 3 | Moderate | Grid Connection Costs (GCC) ($/kW) ¦ Utility PV - Class 3 ¦ Moderate | 0 | 0 | 0 | 0 | 0 | 0 | 0 | 0 | 0 | 0 | 0 | 0 | 0 | 0 | 0 | 0 | 0 | 0 | 0 | 0 | 0 | 0 | 0 | 0 | 0 | 0 | 0 | 0 | 0 | 0 | 0
Grid Connection Costs (GCC) ($/kW) | Utility PV - Class 3 | Conservative | Grid Connection Costs (GCC) ($/kW) ¦ Utility PV - Class 3 ¦ Conservative | 0 | 0 | 0 | 0 | 0 | 0 | 0 | 0 | 0 | 0 | 0 | 0 | 0 | 0 | 0 | 0 | 0 | 0 | 0 | 0 | 0 | 0 | 0 | 0 | 0 | 0 | 0 | 0 | 0 | 0 | 0
Grid Connection Costs (GCC) ($/kW) | Utility PV - Class 2 | Advanced | Grid Connection Costs (GCC) ($/kW) ¦ Utility PV - Class 2 ¦ Advanced | 0 | 0 | 0 | 0 | 0 | 0 | 0 | 0 | 0 | 0 | 0 | 0 | 0 | 0 | 0 | 0 | 0 | 0 | 0 | 0 | 0 | 0 | 0 | 0 | 0 | 0 | 0 | 0 | 0 | 0 | 0
Grid Connection Costs (GCC) ($/kW) | Utility PV - Class 2 | Moderate | Grid Connection Costs (GCC) ($/kW) ¦ Utility PV - Class 2 ¦ Moderate | 0 | 0 | 0 | 0 | 0 | 0 | 0 | 0 | 0 | 0 | 0 | 0 | 0 | 0 | 0 | 0 | 0 | 0 | 0 | 0 | 0 | 0 | 0 | 0 | 0 | 0 | 0 | 0 | 0 | 0 | 0
Grid Connection Costs (GCC) ($/kW) | Utility PV - Class 2 | Conservative | Grid Connection Costs (GCC) ($/kW) ¦ Utility PV - Class 2 ¦ Conservative | 0 | 0 | 0 | 0 | 0 | 0 | 0 | 0 | 0 | 0 | 0 | 0 | 0 | 0 | 0 | 0 | 0 | 0 | 0 | 0 | 0 | 0 | 0 | 0 | 0 | 0 | 0 | 0 | 0 | 0 | 0
Grid Connection Costs (GCC) ($/kW) | Utility PV - Class 1 | Advanced | Grid Connection Costs (GCC) ($/kW) ¦ Utility PV - Class 1 ¦ Advanced | 0 | 0 | 0 | 0 | 0 | 0 | 0 | 0 | 0 | 0 | 0 | 0 | 0 | 0 | 0 | 0 | 0 | 0 | 0 | 0 | 0 | 0 | 0 | 0 | 0 | 0 | 0 | 0 | 0 | 0 | 0
Grid Connection Costs (GCC) ($/kW) | Utility PV - Class 1 | Moderate | Grid Connection Costs (GCC) ($/kW) ¦ Utility PV - Class 1 ¦ Moderate | 0 | 0 | 0 | 0 | 0 | 0 | 0 | 0 | 0 | 0 | 0 | 0 | 0 | 0 | 0 | 0 | 0 | 0 | 0 | 0 | 0 | 0 | 0 | 0 | 0 | 0 | 0 | 0 | 0 | 0 | 0
Grid Connection Costs (GCC) ($/kW) | Utility PV - Class 1 | Conservative | Grid Connection Costs (GCC) ($/kW) ¦ Utility PV - Class 1 ¦ Conservative | 0 | 0 | 0 | 0 | 0 | 0 | 0 | 0 | 0 | 0 | 0 | 0 | 0 | 0 | 0 | 0 | 0 | 0 | 0 | 0 | 0 | 0 | 0 | 0 | 0 | 0 | 0 | 0 | 0 | 0 | 0
Levelized Cost of Energy ($/MWh) | Utility PV - Class 10 | Advanced | Levelized Cost of Energy ($/MWh) ¦ Utility PV - Class 10 ¦ Advanced | 41.1651 | 35.8288 | 33.509 | 31.2752 | 30.0518 | 27.8981 | 28.9092 | 26.9453 | 24.9986 | 23.0681 | 21.1528 | 20.8667 | 20.5822 | 20.2993 | 20.0179 | 19.7381 | 19.4599 | 19.1832 | 18.908 | 18.6342 | 18.362 | 18.0912 | 17.8218 | 17.5538 | 17.2872 | 17.022 | 16.7582 | 16.4957 | 16.2346 | 15.9747 | 15.7162
Levelized Cost of Energy ($/MWh) | Utility PV - Class 10 | Moderate | Levelized Cost of Energy ($/MWh) ¦ Utility PV - Class 10 ¦ Moderate | 41.4652 | 36.3457 | 34.6696 | 33.0329 | 32.4395 | 30.8159 | 32.7465 | 31.3489 | 29.9425 | 28.5273 | 27.1034 | 26.7843 | 26.4675 | 26.1532 | 25.8413 | 25.5317 | 25.2244 | 24.9195 | 24.6168 | 24.3163 | 24.0181 | 23.7221 | 23.4282 | 23.1365 | 22.847 | 22.5595 | 22.2741 | 21.9908 | 21.7094 | 21.4301 | 21.1528
Levelized Cost of Energy ($/MWh) | Utility PV - Class 10 | Conservative | Levelized Cost of Energy ($/MWh) ¦ Utility PV - Class 10 ¦ Conservative | 41.9127 | 37.1302 | 37.0357 | 36.9452 | 38.054 | 37.9621 | 42.5421 | 42.9572 | 43.371 | 43.7834 | 44.1942 | 43.2436 | 42.3041 | 41.3757 | 40.458 | 39.551 | 38.6544 | 37.768 | 36.8917 | 36.0253 | 35.1687 | 34.3216 | 33.4839 | 32.6555 | 31.8362 | 31.0258 | 30.2243 | 29.4314 | 28.6471 | 27.8711 | 27.1034
Levelized Cost of Energy ($/MWh) | Utility PV - Class 9 | Advanced | Levelized Cost of Energy ($/MWh) ¦ Utility PV - Class 9 ¦ Advanced | 37.813 | 32.9112 | 30.7803 | 28.7284 | 27.6047 | 25.6264 | 26.5551 | 24.7511 | 22.9629 | 21.1897 | 19.4303 | 19.1675 | 18.9061 | 18.6463 | 18.3878 | 18.1308 | 17.8753 | 17.6211 | 17.3683 | 17.1168 | 16.8667 | 16.618 | 16.3705 | 16.1244 | 15.8795 | 15.6359 | 15.3935 | 15.1524 | 14.9126 | 14.6739 | 14.4364
Levelized Cost of Energy ($/MWh) | Utility PV - Class 9 | Moderate | Levelized Cost of Energy ($/MWh) ¦ Utility PV - Class 9 ¦ Moderate | 38.0887 | 33.386 | 31.8465 | 30.343 | 29.7979 | 28.3066 | 30.0799 | 28.7962 | 27.5043 | 26.2043 | 24.8964 | 24.6032 | 24.3123 | 24.0235 | 23.737 | 23.4526 | 23.1704 | 22.8902 | 22.6122 | 22.3362 | 22.0623 | 21.7904 | 21.5205 | 21.2525 | 20.9865 | 20.7225 | 20.4603 | 20.2 | 19.9416 | 19.6851 | 19.4303
Levelized Cost of Energy ($/MWh) | Utility PV - Class 9 | Conservative | Levelized Cost of Energy ($/MWh) ¦ Utility PV - Class 9 ¦ Conservative | 38.4997 | 34.1067 | 34.0198 | 33.9367 | 34.9552 | 34.8708 | 39.0779 | 39.4591 | 39.8392 | 40.218 | 40.5954 | 39.7222 | 38.8593 | 38.0064 | 37.1635 | 36.3303 | 35.5067 | 34.6925 | 33.8876 | 33.0917 | 32.3048 | 31.5267 | 30.7573 | 29.9963 | 29.2437 | 28.4994 | 27.7631 | 27.0348 | 26.3143 | 25.6016 | 24.8964
Levelized Cost of Energy ($/MWh) | Utility PV - Class 8 | Advanced | Levelized Cost of Energy ($/MWh) ¦ Utility PV - Class 8 ¦ Advanced | 35.9673 | 31.3048 | 29.2779 | 27.3262 | 26.2573 | 24.3755 | 25.2589 | 23.543 | 21.8421 | 20.1554 | 18.4819 | 18.2319 | 17.9833 | 17.7361 | 17.4903 | 17.2459 | 17.0028 | 16.761 | 16.5205 | 16.2813 | 16.0435 | 15.8068 | 15.5715 | 15.3373 | 15.1044 | 14.8727 | 14.6422 | 14.4128 | 14.1847 | 13.9577 | 13.7318
Levelized Cost of Energy ($/MWh) | Utility PV - Class 8 | Moderate | Levelized Cost of Energy ($/MWh) ¦ Utility PV - Class 8 ¦ Moderate | 36.2295 | 31.7564 | 30.292 | 28.862 | 28.3434 | 26.9249 | 28.6116 | 27.3906 | 26.1618 | 24.9253 | 23.6812 | 23.4023 | 23.1255 | 22.8509 | 22.5784 | 22.3079 | 22.0394 | 21.7729 | 21.5085 | 21.246 | 20.9854 | 20.7268 | 20.47 | 20.2152 | 19.9621 | 19.711 | 19.4616 | 19.214 | 18.9683 | 18.7242 | 18.4819
Levelized Cost of Energy ($/MWh) | Utility PV - Class 8 | Conservative | Levelized Cost of Energy ($/MWh) ¦ Utility PV - Class 8 ¦ Conservative | 36.6205 | 32.4419 | 32.3593 | 32.2803 | 33.249 | 33.1687 | 37.1704 | 37.5331 | 37.8946 | 38.255 | 38.6139 | 37.7833 | 36.9625 | 36.1513 | 35.3495 | 34.557 | 33.7736 | 32.9992 | 32.2335 | 31.4765 | 30.728 | 29.9879 | 29.256 | 28.5322 | 27.8163 | 27.1083 | 26.408 | 25.7152 | 25.0299 | 24.3519 | 23.6812
Levelized Cost of Energy ($/MWh) | Utility PV - Class 7 | Advanced | Levelized Cost of Energy ($/MWh) ¦ Utility PV - Class 7 ¦ Advanced | 34.263 | 29.8214 | 27.8906 | 26.0313 | 25.0131 | 23.2205 | 24.062 | 22.4274 | 20.8071 | 19.2003 | 17.6062 | 17.368 | 17.1312 | 16.8957 | 16.6616 | 16.4287 | 16.1971 | 15.9668 | 15.7377 | 15.5099 | 15.2833 | 15.0578 | 14.8336 | 14.6106 | 14.3887 | 14.168 | 13.9484 | 13.7299 | 13.5125 | 13.2963 | 13.0811
Levelized Cost of Energy ($/MWh) | Utility PV - Class 7 | Moderate | Levelized Cost of Energy ($/MWh) ¦ Utility PV - Class 7 ¦ Moderate | 34.5128 | 30.2516 | 28.8566 | 27.4944 | 27.0004 | 25.6491 | 27.2559 | 26.0927 | 24.9221 | 23.7442 | 22.559 | 22.2934 | 22.0298 | 21.7681 | 21.5085 | 21.2508 | 20.9951 | 20.7412 | 20.4893 | 20.2392 | 19.991 | 19.7446 | 19.5001 | 19.2573 | 19.0163 | 18.777 | 18.5394 | 18.3036 | 18.0695 | 17.837 | 17.6062
Levelized Cost of Energy ($/MWh) | Utility PV - Class 7 | Conservative | Levelized Cost of Energy ($/MWh) ¦ Utility PV - Class 7 ¦ Conservative | 34.8853 | 30.9046 | 30.826 | 30.7507 | 31.6736 | 31.5971 | 35.4091 | 35.7546 | 36.099 | 36.4423 | 36.7842 | 35.993 | 35.2111 | 34.4383 | 33.6745 | 32.9196 | 32.1733 | 31.4355 | 30.7061 | 29.985 | 29.272 | 28.5669 | 27.8697 | 27.1802 | 26.4983 | 25.8238 | 25.1566 | 24.4967 | 23.8439 | 23.198 | 22.559
Levelized Cost of Energy ($/MWh) | Utility PV - Class 6 | Advanced | Levelized Cost of Energy ($/MWh) ¦ Utility PV - Class 6 ¦ Advanced | 32.6088 | 28.3817 | 26.544 | 24.7745 | 23.8054 | 22.0994 | 22.9003 | 21.3446 | 19.8026 | 18.2733 | 16.7561 | 16.5295 | 16.3041 | 16.08 | 15.8571 | 15.6355 | 15.4151 | 15.1959 | 14.9779 | 14.761 | 14.5454 | 14.3308 | 14.1174 | 13.9052 | 13.694 | 13.4839 | 13.2749 | 13.067 | 12.8602 | 12.6543 | 12.4496
Levelized Cost of Energy ($/MWh) | Utility PV - Class 6 | Moderate | Levelized Cost of Energy ($/MWh) ¦ Utility PV - Class 6 ¦ Moderate | 32.8465 | 28.7911 | 27.4634 | 26.1669 | 25.6968 | 24.4107 | 25.94 | 24.8329 | 23.7189 | 22.5978 | 21.4699 | 21.2171 | 20.9662 | 20.7172 | 20.4701 | 20.2248 | 19.9814 | 19.7399 | 19.5001 | 19.2621 | 19.0259 | 18.7914 | 18.5586 | 18.3275 | 18.0981 | 17.8704 | 17.6443 | 17.4199 | 17.1971 | 16.9758 | 16.7561
Levelized Cost of Energy ($/MWh) | Utility PV - Class 6 | Conservative | Levelized Cost of Energy ($/MWh) ¦ Utility PV - Class 6 ¦ Conservative | 33.201 | 29.4126 | 29.3377 | 29.266 | 30.1444 | 30.0715 | 33.6996 | 34.0284 | 34.3562 | 34.6828 | 35.0083 | 34.2552 | 33.5111 | 32.7756 | 32.0487 | 31.3302 | 30.6199 | 29.9178 | 29.2236 | 28.5373 | 27.8587 | 27.1877 | 26.5242 | 25.8679 | 25.2189 | 24.577 | 23.9421 | 23.314 | 22.6927 | 22.078 | 21.4699
Levelized Cost of Energy ($/MWh) | Utility PV - Class 5 | Advanced | Levelized Cost of Energy ($/MWh) ¦ Utility PV - Class 5 ¦ Advanced | 31.4226 | 27.3492 | 25.5784 | 23.8733 | 22.9395 | 21.2955 | 22.0673 | 20.5682 | 19.0822 | 17.6086 | 16.1466 | 15.9282 | 15.711 | 15.4951 | 15.2803 | 15.0667 | 14.8544 | 14.6431 | 14.433 | 14.2241 | 14.0163 | 13.8095 | 13.6039 | 13.3994 | 13.1959 | 12.9934 | 12.792 | 12.5917 | 12.3923 | 12.194 | 11.9967
Levelized Cost of Energy ($/MWh) | Utility PV - Class 5 | Moderate | Levelized Cost of Energy ($/MWh) ¦ Utility PV - Class 5 ¦ Moderate | 31.6517 | 27.7438 | 26.4644 | 25.2151 | 24.762 | 23.5228 | 24.9964 | 23.9296 | 22.8561 | 21.7758 | 20.6889 | 20.4453 | 20.2035 | 19.9636 | 19.7254 | 19.4891 | 19.2546 | 19.0218 | 18.7907 | 18.5614 | 18.3338 | 18.1078 | 17.8835 | 17.6608 | 17.4398 | 17.2204 | 17.0025 | 16.7862 | 16.5715 | 16.3583 | 16.1466
Levelized Cost of Energy ($/MWh) | Utility PV - Class 5 | Conservative | Levelized Cost of Energy ($/MWh) ¦ Utility PV - Class 5 ¦ Conservative | 31.9933 | 28.3426 | 28.2705 | 28.2014 | 29.0478 | 28.9776 | 32.4737 | 32.7905 | 33.1064 | 33.4212 | 33.7348 | 33.0092 | 32.2921 | 31.5834 | 30.8829 | 30.1905 | 29.5061 | 28.8295 | 28.1606 | 27.4992 | 26.8453 | 26.1987 | 25.5593 | 24.927 | 24.3016 | 23.683 | 23.0711 | 22.4659 | 21.8672 | 21.2749 | 20.6889
Levelized Cost of Energy ($/MWh) | Utility PV - Class 4 | Advanced | Levelized Cost of Energy ($/MWh) ¦ Utility PV - Class 4 ¦ Advanced | 29.356 | 25.5505 | 23.8962 | 22.3032 | 21.4308 | 19.895 | 20.616 | 19.2154 | 17.8272 | 16.4505 | 15.0847 | 14.8806 | 14.6777 | 14.476 | 14.2753 | 14.0758 | 13.8774 | 13.6801 | 13.4838 | 13.2886 | 13.0944 | 12.9013 | 12.7092 | 12.5181 | 12.328 | 12.1389 | 11.9507 | 11.7636 | 11.5773 | 11.392 | 11.2077
Levelized Cost of Energy ($/MWh) | Utility PV - Class 4 | Moderate | Levelized Cost of Energy ($/MWh) ¦ Utility PV - Class 4 ¦ Moderate | 29.57 | 25.9191 | 24.7239 | 23.5567 | 23.1335 | 21.9757 | 23.3524 | 22.3558 | 21.3529 | 20.3436 | 19.3282 | 19.1006 | 18.8747 | 18.6506 | 18.4281 | 18.2074 | 17.9882 | 17.7708 | 17.5549 | 17.3407 | 17.128 | 16.9169 | 16.7073 | 16.4993 | 16.2928 | 16.0878 | 15.8843 | 15.6822 | 15.4816 | 15.2824 | 15.0847
Levelized Cost of Energy ($/MWh) | Utility PV - Class 4 | Conservative | Levelized Cost of Energy ($/MWh) ¦ Utility PV - Class 4 ¦ Conservative | 29.8892 | 26.4786 | 26.4112 | 26.3467 | 27.1374 | 27.0718 | 30.338 | 30.634 | 30.9291 | 31.2232 | 31.5161 | 30.8382 | 30.1683 | 29.5062 | 28.8518 | 28.2049 | 27.5655 | 26.9334 | 26.3085 | 25.6907 | 25.0798 | 24.4757 | 23.8783 | 23.2876 | 22.7033 | 22.1254 | 21.5538 | 20.9884 | 20.429 | 19.8757 | 19.3282
Levelized Cost of Energy ($/MWh) | Utility PV - Class 3 | Advanced | Levelized Cost of Energy ($/MWh) ¦ Utility PV - Class 3 ¦ Advanced | 27.7432 | 24.1468 | 22.5833 | 21.0779 | 20.2534 | 18.8019 | 19.4833 | 18.1597 | 16.8478 | 15.5467 | 14.2559 | 14.0631 | 13.8713 | 13.6807 | 13.491 | 13.3025 | 13.115 | 12.9285 | 12.743 | 12.5585 | 12.375 | 12.1925 | 12.0109 | 11.8303 | 11.6507 | 11.472 | 11.2942 | 11.1173 | 10.9413 | 10.7662 | 10.5919
Levelized Cost of Energy ($/MWh) | Utility PV - Class 3 | Moderate | Levelized Cost of Energy ($/MWh) ¦ Utility PV - Class 3 ¦ Moderate | 27.9454 | 24.4951 | 23.3656 | 22.2625 | 21.8625 | 20.7684 | 22.0694 | 21.1276 | 20.1797 | 19.226 | 18.2663 | 18.0512 | 17.8378 | 17.6259 | 17.4157 | 17.207 | 17 | 16.7944 | 16.5904 | 16.3879 | 16.187 | 15.9875 | 15.7894 | 15.5928 | 15.3977 | 15.2039 | 15.0116 | 14.8206 | 14.631 | 14.4428 | 14.2559
Levelized Cost of Energy ($/MWh) | Utility PV - Class 3 | Conservative | Levelized Cost of Energy ($/MWh) ¦ Utility PV - Class 3 ¦ Conservative | 28.247 | 25.0238 | 24.9601 | 24.8992 | 25.6464 | 25.5845 | 28.6712 | 28.9509 | 29.2298 | 29.5077 | 29.7846 | 29.1439 | 28.5108 | 27.8851 | 27.2666 | 26.6553 | 26.0511 | 25.4537 | 24.8631 | 24.2792 | 23.7019 | 23.131 | 22.5664 | 22.0081 | 21.4559 | 20.9098 | 20.3696 | 19.8353 | 19.3067 | 18.7837 | 18.2663
Levelized Cost of Energy ($/MWh) | Utility PV - Class 2 | Advanced | Levelized Cost of Energy ($/MWh) ¦ Utility PV - Class 2 ¦ Advanced | 26.4593 | 23.0293 | 21.5382 | 20.1024 | 19.3161 | 17.9318 | 18.5817 | 17.3193 | 16.0681 | 14.8272 | 13.5962 | 13.4123 | 13.2294 | 13.0475 | 12.8667 | 12.6869 | 12.508 | 12.3302 | 12.1533 | 11.9773 | 11.8023 | 11.6283 | 11.4551 | 11.2829 | 11.1115 | 10.9411 | 10.7715 | 10.6028 | 10.4349 | 10.2679 | 10.1018
Levelized Cost of Energy ($/MWh) | Utility PV - Class 2 | Moderate | Levelized Cost of Energy ($/MWh) ¦ Utility PV - Class 2 ¦ Moderate | 26.6521 | 23.3615 | 22.2842 | 21.2322 | 20.8508 | 19.8072 | 21.0481 | 20.1498 | 19.2458 | 18.3362 | 17.421 | 17.2158 | 17.0122 | 16.8102 | 16.6097 | 16.4107 | 16.2132 | 16.0172 | 15.8226 | 15.6295 | 15.4379 | 15.2476 | 15.0587 | 14.8712 | 14.6851 | 14.5003 | 14.3169 | 14.1348 | 13.9539 | 13.7744 | 13.5962
Levelized Cost of Energy ($/MWh) | Utility PV - Class 2 | Conservative | Levelized Cost of Energy ($/MWh) ¦ Utility PV - Class 2 ¦ Conservative | 26.9398 | 23.8658 | 23.805 | 23.7469 | 24.4596 | 24.4005 | 27.3443 | 27.6111 | 27.8771 | 28.1422 | 28.4062 | 27.7952 | 27.1914 | 26.5946 | 26.0048 | 25.4218 | 24.8455 | 24.2757 | 23.7125 | 23.1556 | 22.605 | 22.0605 | 21.5221 | 20.9896 | 20.463 | 19.9421 | 19.4269 | 18.9173 | 18.4132 | 17.9144 | 17.421
Levelized Cost of Energy ($/MWh) | Utility PV - Class 1 | Advanced | Levelized Cost of Energy ($/MWh) ¦ Utility PV - Class 1 ¦ Advanced | 25.665 | 22.338 | 20.8917 | 19.499 | 18.7363 | 17.3935 | 18.0239 | 16.7994 | 15.5858 | 14.3822 | 13.1881 | 13.0097 | 12.8323 | 12.6559 | 12.4805 | 12.306 | 12.1326 | 11.9601 | 11.7885 | 11.6178 | 11.4481 | 11.2792 | 11.1113 | 10.9442 | 10.778 | 10.6126 | 10.4481 | 10.2845 | 10.1217 | 9.9597 | 9.7985
Levelized Cost of Energy ($/MWh) | Utility PV - Class 1 | Moderate | Levelized Cost of Energy ($/MWh) ¦ Utility PV - Class 1 ¦ Moderate | 25.8521 | 22.6603 | 21.6153 | 20.5949 | 20.2249 | 19.2127 | 20.4163 | 19.545 | 18.6681 | 17.7858 | 16.8981 | 16.6991 | 16.5016 | 16.3056 | 16.1111 | 15.9181 | 15.7265 | 15.5364 | 15.3477 | 15.1604 | 14.9745 | 14.7899 | 14.6067 | 14.4248 | 14.2443 | 14.0651 | 13.8871 | 13.7105 | 13.5351 | 13.361 | 13.1881
Levelized Cost of Energy ($/MWh) | Utility PV - Class 1 | Conservative | Levelized Cost of Energy ($/MWh) ¦ Utility PV - Class 1 ¦ Conservative | 26.1311 | 23.1494 | 23.0905 | 23.0341 | 23.7254 | 23.6681 | 26.5235 | 26.7823 | 27.0403 | 27.2974 | 27.5535 | 26.9609 | 26.3752 | 25.7963 | 25.2242 | 24.6587 | 24.0997 | 23.547 | 23.0007 | 22.4605 | 21.9264 | 21.3983 | 20.8761 | 20.3596 | 19.8488 | 19.3435 | 18.8438 | 18.3495 | 17.8605 | 17.3767 | 16.8981

## Geothermal
Key1 | Key2 | Key3 | KeyCombined | 2020 | 2021 | 2022 | 2023 | 2024 | 2025 | 2026 | 2027 | 2028 | 2029 | 2030 | 2031 | 2032 | 2033 | 2034 | 2035 | 2036 | 2037 | 2038 | 2039 | 2040 | 2041 | 2042 | 2043 | 2044 | 2045 | 2046 | 2047 | 2048 | 2049 | 2050
Assumptions | Inflation Rate | * | Assumptions ¦ Inflation Rate ¦ * | 0.025 | 0.025 | 0.025 | 0.025 | 0.025 | 0.025 | 0.025 | 0.025 | 0.025 | 0.025 | 0.025 | 0.025 | 0.025 | 0.025 | 0.025 | 0.025 | 0.025 | 0.025 | 0.025 | 0.025 | 0.025 | 0.025 | 0.025 | 0.025 | 0.025 | 0.025 | 0.025 | 0.025 | 0.025 | 0.025 | 0.025
Assumptions | Interest Rate Nominal | Advanced | Assumptions ¦ Interest Rate Nominal ¦ Advanced | 0.04 | 0.04 | 0.04 | 0.04 | 0.04 | 0.04 | 0.042 | 0.044 | 0.046 | 0.048 | 0.05 | 0.05 | 0.05 | 0.05 | 0.05 | 0.05 | 0.05 | 0.05 | 0.05 | 0.05 | 0.05 | 0.05 | 0.05 | 0.05 | 0.05 | 0.05 | 0.05 | 0.05 | 0.05 | 0.05 | 0.05
Assumptions | Interest Rate Nominal | Moderate | Assumptions ¦ Interest Rate Nominal ¦ Moderate | 0.04 | 0.04 | 0.04 | 0.04 | 0.04 | 0.04 | 0.042 | 0.044 | 0.046 | 0.048 | 0.05 | 0.05 | 0.05 | 0.05 | 0.05 | 0.05 | 0.05 | 0.05 | 0.05 | 0.05 | 0.05 | 0.05 | 0.05 | 0.05 | 0.05 | 0.05 | 0.05 | 0.05 | 0.05 | 0.05 | 0.05
Assumptions | Interest Rate Nominal | Conservative | Assumptions ¦ Interest Rate Nominal ¦ Conservative | 0.04 | 0.04 | 0.04 | 0.04 | 0.04 | 0.04 | 0.042 | 0.044 | 0.046 | 0.048 | 0.05 | 0.05 | 0.05 | 0.05 | 0.05 | 0.05 | 0.05 | 0.05 | 0.05 | 0.05 | 0.05 | 0.05 | 0.05 | 0.05 | 0.05 | 0.05 | 0.05 | 0.05 | 0.05 | 0.05 | 0.05
Assumptions | Calculated Interest Rate Real | Advanced | Assumptions ¦ Calculated Interest Rate Real ¦ Advanced | 0.014634 | 0.014634 | 0.014634 | 0.014634 | 0.014634 | 0.014634 | 0.016585 | 0.018537 | 0.020488 | 0.022439 | 0.02439 | 0.02439 | 0.02439 | 0.02439 | 0.02439 | 0.02439 | 0.02439 | 0.02439 | 0.02439 | 0.02439 | 0.02439 | 0.02439 | 0.02439 | 0.02439 | 0.02439 | 0.02439 | 0.02439 | 0.02439 | 0.02439 | 0.02439 | 0.02439
Assumptions | Calculated Interest Rate Real | Moderate | Assumptions ¦ Calculated Interest Rate Real ¦ Moderate | 0.014634 | 0.014634 | 0.014634 | 0.014634 | 0.014634 | 0.014634 | 0.016585 | 0.018537 | 0.020488 | 0.022439 | 0.02439 | 0.02439 | 0.02439 | 0.02439 | 0.02439 | 0.02439 | 0.02439 | 0.02439 | 0.02439 | 0.02439 | 0.02439 | 0.02439 | 0.02439 | 0.02439 | 0.02439 | 0.02439 | 0.02439 | 0.02439 | 0.02439 | 0.02439 | 0.02439
Assumptions | Calculated Interest Rate Real | Conservative | Assumptions ¦ Calculated Interest Rate Real ¦ Conservative | 0.014634 | 0.014634 | 0.014634 | 0.014634 | 0.014634 | 0.014634 | 0.016585 | 0.018537 | 0.020488 | 0.022439 | 0.02439 | 0.02439 | 0.02439 | 0.02439 | 0.02439 | 0.02439 | 0.02439 | 0.02439 | 0.02439 | 0.02439 | 0.02439 | 0.02439 | 0.02439 | 0.02439 | 0.02439 | 0.02439 | 0.02439 | 0.02439 | 0.02439 | 0.02439 | 0.02439
Assumptions | Interest During Construction - Nominal | * | Assumptions ¦ Interest During Construction - Nominal ¦ * | 0.04 | 0.04 | 0.04 | 0.04 | 0.04 | 0.04 | 0.042 | 0.044 | 0.046 | 0.048 | 0.05 | 0.05 | 0.05 | 0.05 | 0.05 | 0.05 | 0.05 | 0.05 | 0.05 | 0.05 | 0.05 | 0.05 | 0.05 | 0.05 | 0.05 | 0.05 | 0.05 | 0.05 | 0.05 | 0.05 | 0.05
Assumptions | Rate of Return on Equity Nominal | Advanced | Assumptions ¦ Rate of Return on Equity Nominal ¦ Advanced | 0.1 | 0.1 | 0.1 | 0.1 | 0.1 | 0.1 | 0.1 | 0.1 | 0.1 | 0.1 | 0.1 | 0.1 | 0.1 | 0.1 | 0.1 | 0.1 | 0.1 | 0.1 | 0.1 | 0.1 | 0.1 | 0.1 | 0.1 | 0.1 | 0.1 | 0.1 | 0.1 | 0.1 | 0.1 | 0.1 | 0.1
Assumptions | Rate of Return on Equity Nominal | Moderate | Assumptions ¦ Rate of Return on Equity Nominal ¦ Moderate | 0.1 | 0.1 | 0.1 | 0.1 | 0.1 | 0.1 | 0.1 | 0.1 | 0.1 | 0.1 | 0.1 | 0.1 | 0.1 | 0.1 | 0.1 | 0.1 | 0.1 | 0.1 | 0.1 | 0.1 | 0.1 | 0.1 | 0.1 | 0.1 | 0.1 | 0.1 | 0.1 | 0.1 | 0.1 | 0.1 | 0.1
Assumptions | Rate of Return on Equity Nominal | Conservative | Assumptions ¦ Rate of Return on Equity Nominal ¦ Conservative | 0.1 | 0.1 | 0.1 | 0.1 | 0.1 | 0.1 | 0.1 | 0.1 | 0.1 | 0.1 | 0.1 | 0.1 | 0.1 | 0.1 | 0.1 | 0.1 | 0.1 | 0.1 | 0.1 | 0.1 | 0.1 | 0.1 | 0.1 | 0.1 | 0.1 | 0.1 | 0.1 | 0.1 | 0.1 | 0.1 | 0.1
Assumptions | Calculated Rate of Return on Equity Real | Advanced | Assumptions ¦ Calculated Rate of Return on Equity Real ¦ Advanced | 0.073171 | 0.073171 | 0.073171 | 0.073171 | 0.073171 | 0.073171 | 0.073171 | 0.073171 | 0.073171 | 0.073171 | 0.073171 | 0.073171 | 0.073171 | 0.073171 | 0.073171 | 0.073171 | 0.073171 | 0.073171 | 0.073171 | 0.073171 | 0.073171 | 0.073171 | 0.073171 | 0.073171 | 0.073171 | 0.073171 | 0.073171 | 0.073171 | 0.073171 | 0.073171 | 0.073171
Assumptions | Calculated Rate of Return on Equity Real | Moderate | Assumptions ¦ Calculated Rate of Return on Equity Real ¦ Moderate | 0.073171 | 0.073171 | 0.073171 | 0.073171 | 0.073171 | 0.073171 | 0.073171 | 0.073171 | 0.073171 | 0.073171 | 0.073171 | 0.073171 | 0.073171 | 0.073171 | 0.073171 | 0.073171 | 0.073171 | 0.073171 | 0.073171 | 0.073171 | 0.073171 | 0.073171 | 0.073171 | 0.073171 | 0.073171 | 0.073171 | 0.073171 | 0.073171 | 0.073171 | 0.073171 | 0.073171
Assumptions | Calculated Rate of Return on Equity Real | Conservative | Assumptions ¦ Calculated Rate of Return on Equity Real ¦ Conservative | 0.073171 | 0.073171 | 0.073171 | 0.073171 | 0.073171 | 0.073171 | 0.073171 | 0.073171 | 0.073171 | 0.073171 | 0.073171 | 0.073171 | 0.073171 | 0.073171 | 0.073171 | 0.073171 | 0.073171 | 0.073171 | 0.073171 | 0.073171 | 0.073171 | 0.073171 | 0.073171 | 0.073171 | 0.073171 | 0.073171 | 0.073171 | 0.073171 | 0.073171 | 0.073171 | 0.073171
Assumptions | Debt Fraction | Advanced | Assumptions ¦ Debt Fraction ¦ Advanced | 0.57428 | 0.57281 | 0.5713 | 0.56974 | 0.56814 | 0.56814 | 0.60085 | 0.59754 | 0.59423 | 0.59091 | 0.5876 | 0.5876 | 0.5876 | 0.5876 | 0.5876 | 0.5876 | 0.5876 | 0.5876 | 0.5876 | 0.5876 | 0.5876 | 0.5876 | 0.5876 | 0.5876 | 0.5876 | 0.5876 | 0.5876 | 0.5876 | 0.5876 | 0.5876 | 0.5876
Assumptions | Debt Fraction | Moderate | Assumptions ¦ Debt Fraction ¦ Moderate | 0.57428 | 0.57281 | 0.5713 | 0.56974 | 0.56814 | 0.56814 | 0.60085 | 0.59754 | 0.59423 | 0.59091 | 0.5876 | 0.5876 | 0.5876 | 0.5876 | 0.5876 | 0.5876 | 0.5876 | 0.5876 | 0.5876 | 0.5876 | 0.5876 | 0.5876 | 0.5876 | 0.5876 | 0.5876 | 0.5876 | 0.5876 | 0.5876 | 0.5876 | 0.5876 | 0.5876
Assumptions | Debt Fraction | Conservative | Assumptions ¦ Debt Fraction ¦ Conservative | 0.57428 | 0.57281 | 0.5713 | 0.56974 | 0.56814 | 0.56814 | 0.60085 | 0.59754 | 0.59423 | 0.59091 | 0.5876 | 0.5876 | 0.5876 | 0.5876 | 0.5876 | 0.5876 | 0.5876 | 0.5876 | 0.5876 | 0.5876 | 0.5876 | 0.5876 | 0.5876 | 0.5876 | 0.5876 | 0.5876 | 0.5876 | 0.5876 | 0.5876 | 0.5876 | 0.5876
Assumptions | Tax Rate (Federal and State) | * | Assumptions ¦ Tax Rate (Federal and State) ¦ * | 0.2574 | 0.2574 | 0.2574 | 0.2574 | 0.2574 | 0.2574 | 0.2574 | 0.2574 | 0.2574 | 0.2574 | 0.2574 | 0.2574 | 0.2574 | 0.2574 | 0.2574 | 0.2574 | 0.2574 | 0.2574 | 0.2574 | 0.2574 | 0.2574 | 0.2574 | 0.2574 | 0.2574 | 0.2574 | 0.2574 | 0.2574 | 0.2574 | 0.2574 | 0.2574 | 0.2574
Assumptions | WACC Nominal | Advanced | Assumptions ¦ WACC Nominal ¦ Advanced | 0.05963 | 0.059734 | 0.05984 | 0.059949 | 0.060062 | 0.060062 | 0.058655 | 0.05977 | 0.060876 | 0.061972 | 0.063058 | 0.063058 | 0.063058 | 0.063058 | 0.063058 | 0.063058 | 0.063058 | 0.063058 | 0.063058 | 0.063058 | 0.063058 | 0.063058 | 0.063058 | 0.063058 | 0.063058 | 0.063058 | 0.063058 | 0.063058 | 0.063058 | 0.063058 | 0.063058
Assumptions | WACC Nominal | Moderate | Assumptions ¦ WACC Nominal ¦ Moderate | 0.05963 | 0.059734 | 0.05984 | 0.059949 | 0.060062 | 0.060062 | 0.058655 | 0.05977 | 0.060876 | 0.061972 | 0.063058 | 0.063058 | 0.063058 | 0.063058 | 0.063058 | 0.063058 | 0.063058 | 0.063058 | 0.063058 | 0.063058 | 0.063058 | 0.063058 | 0.063058 | 0.063058 | 0.063058 | 0.063058 | 0.063058 | 0.063058 | 0.063058 | 0.063058 | 0.063058
Assumptions | WACC Nominal | Conservative | Assumptions ¦ WACC Nominal ¦ Conservative | 0.05963 | 0.059734 | 0.05984 | 0.059949 | 0.060062 | 0.060062 | 0.058655 | 0.05977 | 0.060876 | 0.061972 | 0.063058 | 0.063058 | 0.063058 | 0.063058 | 0.063058 | 0.063058 | 0.063058 | 0.063058 | 0.063058 | 0.063058 | 0.063058 | 0.063058 | 0.063058 | 0.063058 | 0.063058 | 0.063058 | 0.063058 | 0.063058 | 0.063058 | 0.063058 | 0.063058
Assumptions | WACC Real | Advanced | Assumptions ¦ WACC Real ¦ Advanced | 0.033786 | 0.033886 | 0.03399 | 0.034097 | 0.034207 | 0.034207 | 0.032834 | 0.033922 | 0.035001 | 0.03607 | 0.037129 | 0.037129 | 0.037129 | 0.037129 | 0.037129 | 0.037129 | 0.037129 | 0.037129 | 0.037129 | 0.037129 | 0.037129 | 0.037129 | 0.037129 | 0.037129 | 0.037129 | 0.037129 | 0.037129 | 0.037129 | 0.037129 | 0.037129 | 0.037129
Assumptions | WACC Real | Moderate | Assumptions ¦ WACC Real ¦ Moderate | 0.033786 | 0.033886 | 0.03399 | 0.034097 | 0.034207 | 0.034207 | 0.032834 | 0.033922 | 0.035001 | 0.03607 | 0.037129 | 0.037129 | 0.037129 | 0.037129 | 0.037129 | 0.037129 | 0.037129 | 0.037129 | 0.037129 | 0.037129 | 0.037129 | 0.037129 | 0.037129 | 0.037129 | 0.037129 | 0.037129 | 0.037129 | 0.037129 | 0.037129 | 0.037129 | 0.037129
Assumptions | WACC Real | Conservative | Assumptions ¦ WACC Real ¦ Conservative | 0.033786 | 0.033886 | 0.03399 | 0.034097 | 0.034207 | 0.034207 | 0.032834 | 0.033922 | 0.035001 | 0.03607 | 0.037129 | 0.037129 | 0.037129 | 0.037129 | 0.037129 | 0.037129 | 0.037129 | 0.037129 | 0.037129 | 0.037129 | 0.037129 | 0.037129 | 0.037129 | 0.037129 | 0.037129 | 0.037129 | 0.037129 | 0.037129 | 0.037129 | 0.037129 | 0.037129
Assumptions | Capital Recovery Factor (CRF) Nominal | Advanced | Assumptions ¦ Capital Recovery Factor (CRF) Nominal ¦ Advanced | 0.072362 | 0.072442 | 0.072524 | 0.07261 | 0.072697 | 0.072697 | 0.071606 | 0.07247 | 0.073331 | 0.074188 | 0.075041 | 0.075041 | 0.075041 | 0.075041 | 0.075041 | 0.075041 | 0.075041 | 0.075041 | 0.075041 | 0.075041 | 0.075041 | 0.075041 | 0.075041 | 0.075041 | 0.075041 | 0.075041 | 0.075041 | 0.075041 | 0.075041 | 0.075041 | 0.075041
Assumptions | Capital Recovery Factor (CRF) Nominal | Moderate | Assumptions ¦ Capital Recovery Factor (CRF) Nominal ¦ Moderate | 0.072362 | 0.072442 | 0.072524 | 0.07261 | 0.072697 | 0.072697 | 0.071606 | 0.07247 | 0.073331 | 0.074188 | 0.075041 | 0.075041 | 0.075041 | 0.075041 | 0.075041 | 0.075041 | 0.075041 | 0.075041 | 0.075041 | 0.075041 | 0.075041 | 0.075041 | 0.075041 | 0.075041 | 0.075041 | 0.075041 | 0.075041 | 0.075041 | 0.075041 | 0.075041 | 0.075041
Assumptions | Capital Recovery Factor (CRF) Nominal | Conservative | Assumptions ¦ Capital Recovery Factor (CRF) Nominal ¦ Conservative | 0.072362 | 0.072442 | 0.072524 | 0.07261 | 0.072697 | 0.072697 | 0.071606 | 0.07247 | 0.073331 | 0.074188 | 0.075041 | 0.075041 | 0.075041 | 0.075041 | 0.075041 | 0.075041 | 0.075041 | 0.075041 | 0.075041 | 0.075041 | 0.075041 | 0.075041 | 0.075041 | 0.075041 | 0.075041 | 0.075041 | 0.075041 | 0.075041 | 0.075041 | 0.075041 | 0.075041
Assumptions | Capital Recovery Factor (CRF) Real | Advanced | Assumptions ¦ Capital Recovery Factor (CRF) Real ¦ Advanced | 0.053547 | 0.053615 | 0.053686 | 0.053758 | 0.053833 | 0.053833 | 0.052906 | 0.05364 | 0.054372 | 0.055103 | 0.055832 | 0.055832 | 0.055832 | 0.055832 | 0.055832 | 0.055832 | 0.055832 | 0.055832 | 0.055832 | 0.055832 | 0.055832 | 0.055832 | 0.055832 | 0.055832 | 0.055832 | 0.055832 | 0.055832 | 0.055832 | 0.055832 | 0.055832 | 0.055832
Assumptions | Capital Recovery Factor (CRF) Real | Moderate | Assumptions ¦ Capital Recovery Factor (CRF) Real ¦ Moderate | 0.053547 | 0.053615 | 0.053686 | 0.053758 | 0.053833 | 0.053833 | 0.052906 | 0.05364 | 0.054372 | 0.055103 | 0.055832 | 0.055832 | 0.055832 | 0.055832 | 0.055832 | 0.055832 | 0.055832 | 0.055832 | 0.055832 | 0.055832 | 0.055832 | 0.055832 | 0.055832 | 0.055832 | 0.055832 | 0.055832 | 0.055832 | 0.055832 | 0.055832 | 0.055832 | 0.055832
Assumptions | Capital Recovery Factor (CRF) Real | Conservative | Assumptions ¦ Capital Recovery Factor (CRF) Real ¦ Conservative | 0.053547 | 0.053615 | 0.053686 | 0.053758 | 0.053833 | 0.053833 | 0.052906 | 0.05364 | 0.054372 | 0.055103 | 0.055832 | 0.055832 | 0.055832 | 0.055832 | 0.055832 | 0.055832 | 0.055832 | 0.055832 | 0.055832 | 0.055832 | 0.055832 | 0.055832 | 0.055832 | 0.055832 | 0.055832 | 0.055832 | 0.055832 | 0.055832 | 0.055832 | 0.055832 | 0.055832
Net Capacity Factor (%) | Geothermal - Hydro / Flash | Advanced | Net Capacity Factor (%) ¦ Geothermal - Hydro / Flash ¦ Advanced | 0.9 | 0.9 | 0.9 | 0.9 | 0.9 | 0.9 | 0.9 | 0.9 | 0.9 | 0.9 | 0.9 | 0.9 | 0.9 | 0.9 | 0.9 | 0.9 | 0.9 | 0.9 | 0.9 | 0.9 | 0.9 | 0.9 | 0.9 | 0.9 | 0.9 | 0.9 | 0.9 | 0.9 | 0.9 | 0.9 | 0.9
Net Capacity Factor (%) | Geothermal - Hydro / Flash | Moderate | Net Capacity Factor (%) ¦ Geothermal - Hydro / Flash ¦ Moderate | 0.9 | 0.9 | 0.9 | 0.9 | 0.9 | 0.9 | 0.9 | 0.9 | 0.9 | 0.9 | 0.9 | 0.9 | 0.9 | 0.9 | 0.9 | 0.9 | 0.9 | 0.9 | 0.9 | 0.9 | 0.9 | 0.9 | 0.9 | 0.9 | 0.9 | 0.9 | 0.9 | 0.9 | 0.9 | 0.9 | 0.9
Net Capacity Factor (%) | Geothermal - Hydro / Flash | Conservative | Net Capacity Factor (%) ¦ Geothermal - Hydro / Flash ¦ Conservative | 0.9 | 0.9 | 0.9 | 0.9 | 0.9 | 0.9 | 0.9 | 0.9 | 0.9 | 0.9 | 0.9 | 0.9 | 0.9 | 0.9 | 0.9 | 0.9 | 0.9 | 0.9 | 0.9 | 0.9 | 0.9 | 0.9 | 0.9 | 0.9 | 0.9 | 0.9 | 0.9 | 0.9 | 0.9 | 0.9 | 0.9
Net Capacity Factor (%) | Geothermal - Hydro / Binary | Advanced | Net Capacity Factor (%) ¦ Geothermal - Hydro / Binary ¦ Advanced | 0.8 | 0.8 | 0.8 | 0.8 | 0.8 | 0.8 | 0.8 | 0.8 | 0.8 | 0.8 | 0.8 | 0.8 | 0.8 | 0.8 | 0.8 | 0.8 | 0.8 | 0.8 | 0.8 | 0.8 | 0.8 | 0.8 | 0.8 | 0.8 | 0.8 | 0.8 | 0.8 | 0.8 | 0.8 | 0.8 | 0.8
Net Capacity Factor (%) | Geothermal - Hydro / Binary | Moderate | Net Capacity Factor (%) ¦ Geothermal - Hydro / Binary ¦ Moderate | 0.8 | 0.8 | 0.8 | 0.8 | 0.8 | 0.8 | 0.8 | 0.8 | 0.8 | 0.8 | 0.8 | 0.8 | 0.8 | 0.8 | 0.8 | 0.8 | 0.8 | 0.8 | 0.8 | 0.8 | 0.8 | 0.8 | 0.8 | 0.8 | 0.8 | 0.8 | 0.8 | 0.8 | 0.8 | 0.8 | 0.8
Net Capacity Factor (%) | Geothermal - Hydro / Binary | Conservative | Net Capacity Factor (%) ¦ Geothermal - Hydro / Binary ¦ Conservative | 0.8 | 0.8 | 0.8 | 0.8 | 0.8 | 0.8 | 0.8 | 0.8 | 0.8 | 0.8 | 0.8 | 0.8 | 0.8 | 0.8 | 0.8 | 0.8 | 0.8 | 0.8 | 0.8 | 0.8 | 0.8 | 0.8 | 0.8 | 0.8 | 0.8 | 0.8 | 0.8 | 0.8 | 0.8 | 0.8 | 0.8
Net Capacity Factor (%) | Geothermal - NF EGS / Flash | Advanced | Net Capacity Factor (%) ¦ Geothermal - NF EGS / Flash ¦ Advanced | 0.9 | 0.9 | 0.9 | 0.9 | 0.9 | 0.9 | 0.9 | 0.9 | 0.9 | 0.9 | 0.9 | 0.9 | 0.9 | 0.9 | 0.9 | 0.9 | 0.9 | 0.9 | 0.9 | 0.9 | 0.9 | 0.9 | 0.9 | 0.9 | 0.9 | 0.9 | 0.9 | 0.9 | 0.9 | 0.9 | 0.9
Net Capacity Factor (%) | Geothermal - NF EGS / Flash | Moderate | Net Capacity Factor (%) ¦ Geothermal - NF EGS / Flash ¦ Moderate | 0.9 | 0.9 | 0.9 | 0.9 | 0.9 | 0.9 | 0.9 | 0.9 | 0.9 | 0.9 | 0.9 | 0.9 | 0.9 | 0.9 | 0.9 | 0.9 | 0.9 | 0.9 | 0.9 | 0.9 | 0.9 | 0.9 | 0.9 | 0.9 | 0.9 | 0.9 | 0.9 | 0.9 | 0.9 | 0.9 | 0.9
Net Capacity Factor (%) | Geothermal - NF EGS / Flash | Conservative | Net Capacity Factor (%) ¦ Geothermal - NF EGS / Flash ¦ Conservative | 0.9 | 0.9 | 0.9 | 0.9 | 0.9 | 0.9 | 0.9 | 0.9 | 0.9 | 0.9 | 0.9 | 0.9 | 0.9 | 0.9 | 0.9 | 0.9 | 0.9 | 0.9 | 0.9 | 0.9 | 0.9 | 0.9 | 0.9 | 0.9 | 0.9 | 0.9 | 0.9 | 0.9 | 0.9 | 0.9 | 0.9
Net Capacity Factor (%) | Geothermal - NF EGS / Binary | Advanced | Net Capacity Factor (%) ¦ Geothermal - NF EGS / Binary ¦ Advanced | 0.8 | 0.8 | 0.8 | 0.8 | 0.8 | 0.8 | 0.8 | 0.8 | 0.8 | 0.8 | 0.8 | 0.8 | 0.8 | 0.8 | 0.8 | 0.8 | 0.8 | 0.8 | 0.8 | 0.8 | 0.8 | 0.8 | 0.8 | 0.8 | 0.8 | 0.8 | 0.8 | 0.8 | 0.8 | 0.8 | 0.8
Net Capacity Factor (%) | Geothermal - NF EGS / Binary | Moderate | Net Capacity Factor (%) ¦ Geothermal - NF EGS / Binary ¦ Moderate | 0.8 | 0.8 | 0.8 | 0.8 | 0.8 | 0.8 | 0.8 | 0.8 | 0.8 | 0.8 | 0.8 | 0.8 | 0.8 | 0.8 | 0.8 | 0.8 | 0.8 | 0.8 | 0.8 | 0.8 | 0.8 | 0.8 | 0.8 | 0.8 | 0.8 | 0.8 | 0.8 | 0.8 | 0.8 | 0.8 | 0.8
Net Capacity Factor (%) | Geothermal - NF EGS / Binary | Conservative | Net Capacity Factor (%) ¦ Geothermal - NF EGS / Binary ¦ Conservative | 0.8 | 0.8 | 0.8 | 0.8 | 0.8 | 0.8 | 0.8 | 0.8 | 0.8 | 0.8 | 0.8 | 0.8 | 0.8 | 0.8 | 0.8 | 0.8 | 0.8 | 0.8 | 0.8 | 0.8 | 0.8 | 0.8 | 0.8 | 0.8 | 0.8 | 0.8 | 0.8 | 0.8 | 0.8 | 0.8 | 0.8
Net Capacity Factor (%) | Geothermal - Deep EGS / Flash | Advanced | Net Capacity Factor (%) ¦ Geothermal - Deep EGS / Flash ¦ Advanced | 0.9 | 0.9 | 0.9 | 0.9 | 0.9 | 0.9 | 0.9 | 0.9 | 0.9 | 0.9 | 0.9 | 0.9 | 0.9 | 0.9 | 0.9 | 0.9 | 0.9 | 0.9 | 0.9 | 0.9 | 0.9 | 0.9 | 0.9 | 0.9 | 0.9 | 0.9 | 0.9 | 0.9 | 0.9 | 0.9 | 0.9
Net Capacity Factor (%) | Geothermal - Deep EGS / Flash | Moderate | Net Capacity Factor (%) ¦ Geothermal - Deep EGS / Flash ¦ Moderate | 0.9 | 0.9 | 0.9 | 0.9 | 0.9 | 0.9 | 0.9 | 0.9 | 0.9 | 0.9 | 0.9 | 0.9 | 0.9 | 0.9 | 0.9 | 0.9 | 0.9 | 0.9 | 0.9 | 0.9 | 0.9 | 0.9 | 0.9 | 0.9 | 0.9 | 0.9 | 0.9 | 0.9 | 0.9 | 0.9 | 0.9
Net Capacity Factor (%) | Geothermal - Deep EGS / Flash | Conservative | Net Capacity Factor (%) ¦ Geothermal - Deep EGS / Flash ¦ Conservative | 0.9 | 0.9 | 0.9 | 0.9 | 0.9 | 0.9 | 0.9 | 0.9 | 0.9 | 0.9 | 0.9 | 0.9 | 0.9 | 0.9 | 0.9 | 0.9 | 0.9 | 0.9 | 0.9 | 0.9 | 0.9 | 0.9 | 0.9 | 0.9 | 0.9 | 0.9 | 0.9 | 0.9 | 0.9 | 0.9 | 0.9
Net Capacity Factor (%) | Geothermal - Deep EGS / Binary | Advanced | Net Capacity Factor (%) ¦ Geothermal - Deep EGS / Binary ¦ Advanced | 0.8 | 0.8 | 0.8 | 0.8 | 0.8 | 0.8 | 0.8 | 0.8 | 0.8 | 0.8 | 0.8 | 0.8 | 0.8 | 0.8 | 0.8 | 0.8 | 0.8 | 0.8 | 0.8 | 0.8 | 0.8 | 0.8 | 0.8 | 0.8 | 0.8 | 0.8 | 0.8 | 0.8 | 0.8 | 0.8 | 0.8
Net Capacity Factor (%) | Geothermal - Deep EGS / Binary | Moderate | Net Capacity Factor (%) ¦ Geothermal - Deep EGS / Binary ¦ Moderate | 0.8 | 0.8 | 0.8 | 0.8 | 0.8 | 0.8 | 0.8 | 0.8 | 0.8 | 0.8 | 0.8 | 0.8 | 0.8 | 0.8 | 0.8 | 0.8 | 0.8 | 0.8 | 0.8 | 0.8 | 0.8 | 0.8 | 0.8 | 0.8 | 0.8 | 0.8 | 0.8 | 0.8 | 0.8 | 0.8 | 0.8
Net Capacity Factor (%) | Geothermal - Deep EGS / Binary | Conservative | Net Capacity Factor (%) ¦ Geothermal - Deep EGS / Binary ¦ Conservative | 0.8 | 0.8 | 0.8 | 0.8 | 0.8 | 0.8 | 0.8 | 0.8 | 0.8 | 0.8 | 0.8 | 0.8 | 0.8 | 0.8 | 0.8 | 0.8 | 0.8 | 0.8 | 0.8 | 0.8 | 0.8 | 0.8 | 0.8 | 0.8 | 0.8 | 0.8 | 0.8 | 0.8 | 0.8 | 0.8 | 0.8
Annual Energy Production (kWh/kW) | Geothermal - Hydro / Flash | Advanced | Annual Energy Production (kWh/kW) ¦ Geothermal - Hydro / Flash ¦ Advanced | 7884 | 7884 | 7884 | 7884 | 7884 | 7884 | 7884 | 7884 | 7884 | 7884 | 7884 | 7884 | 7884 | 7884 | 7884 | 7884 | 7884 | 7884 | 7884 | 7884 | 7884 | 7884 | 7884 | 7884 | 7884 | 7884 | 7884 | 7884 | 7884 | 7884 | 7884
Annual Energy Production (kWh/kW) | Geothermal - Hydro / Flash | Moderate | Annual Energy Production (kWh/kW) ¦ Geothermal - Hydro / Flash ¦ Moderate | 7884 | 7884 | 7884 | 7884 | 7884 | 7884 | 7884 | 7884 | 7884 | 7884 | 7884 | 7884 | 7884 | 7884 | 7884 | 7884 | 7884 | 7884 | 7884 | 7884 | 7884 | 7884 | 7884 | 7884 | 7884 | 7884 | 7884 | 7884 | 7884 | 7884 | 7884
Annual Energy Production (kWh/kW) | Geothermal - Hydro / Flash | Conservative | Annual Energy Production (kWh/kW) ¦ Geothermal - Hydro / Flash ¦ Conservative | 7884 | 7884 | 7884 | 7884 | 7884 | 7884 | 7884 | 7884 | 7884 | 7884 | 7884 | 7884 | 7884 | 7884 | 7884 | 7884 | 7884 | 7884 | 7884 | 7884 | 7884 | 7884 | 7884 | 7884 | 7884 | 7884 | 7884 | 7884 | 7884 | 7884 | 7884
Annual Energy Production (kWh/kW) | Geothermal - Hydro / Binary | Advanced | Annual Energy Production (kWh/kW) ¦ Geothermal - Hydro / Binary ¦ Advanced | 7008 | 7008 | 7008 | 7008 | 7008 | 7008 | 7008 | 7008 | 7008 | 7008 | 7008 | 7008 | 7008 | 7008 | 7008 | 7008 | 7008 | 7008 | 7008 | 7008 | 7008 | 7008 | 7008 | 7008 | 7008 | 7008 | 7008 | 7008 | 7008 | 7008 | 7008
Annual Energy Production (kWh/kW) | Geothermal - Hydro / Binary | Moderate | Annual Energy Production (kWh/kW) ¦ Geothermal - Hydro / Binary ¦ Moderate | 7008 | 7008 | 7008 | 7008 | 7008 | 7008 | 7008 | 7008 | 7008 | 7008 | 7008 | 7008 | 7008 | 7008 | 7008 | 7008 | 7008 | 7008 | 7008 | 7008 | 7008 | 7008 | 7008 | 7008 | 7008 | 7008 | 7008 | 7008 | 7008 | 7008 | 7008
Annual Energy Production (kWh/kW) | Geothermal - Hydro / Binary | Conservative | Annual Energy Production (kWh/kW) ¦ Geothermal - Hydro / Binary ¦ Conservative | 7008 | 7008 | 7008 | 7008 | 7008 | 7008 | 7008 | 7008 | 7008 | 7008 | 7008 | 7008 | 7008 | 7008 | 7008 | 7008 | 7008 | 7008 | 7008 | 7008 | 7008 | 7008 | 7008 | 7008 | 7008 | 7008 | 7008 | 7008 | 7008 | 7008 | 7008
Annual Energy Production (kWh/kW) | Geothermal - NF EGS / Flash | Advanced | Annual Energy Production (kWh/kW) ¦ Geothermal - NF EGS / Flash ¦ Advanced | 7884 | 7884 | 7884 | 7884 | 7884 | 7884 | 7884 | 7884 | 7884 | 7884 | 7884 | 7884 | 7884 | 7884 | 7884 | 7884 | 7884 | 7884 | 7884 | 7884 | 7884 | 7884 | 7884 | 7884 | 7884 | 7884 | 7884 | 7884 | 7884 | 7884 | 7884
Annual Energy Production (kWh/kW) | Geothermal - NF EGS / Flash | Moderate | Annual Energy Production (kWh/kW) ¦ Geothermal - NF EGS / Flash ¦ Moderate | 7884 | 7884 | 7884 | 7884 | 7884 | 7884 | 7884 | 7884 | 7884 | 7884 | 7884 | 7884 | 7884 | 7884 | 7884 | 7884 | 7884 | 7884 | 7884 | 7884 | 7884 | 7884 | 7884 | 7884 | 7884 | 7884 | 7884 | 7884 | 7884 | 7884 | 7884
Annual Energy Production (kWh/kW) | Geothermal - NF EGS / Flash | Conservative | Annual Energy Production (kWh/kW) ¦ Geothermal - NF EGS / Flash ¦ Conservative | 7884 | 7884 | 7884 | 7884 | 7884 | 7884 | 7884 | 7884 | 7884 | 7884 | 7884 | 7884 | 7884 | 7884 | 7884 | 7884 | 7884 | 7884 | 7884 | 7884 | 7884 | 7884 | 7884 | 7884 | 7884 | 7884 | 7884 | 7884 | 7884 | 7884 | 7884
Annual Energy Production (kWh/kW) | Geothermal - NF EGS / Binary | Advanced | Annual Energy Production (kWh/kW) ¦ Geothermal - NF EGS / Binary ¦ Advanced | 7008 | 7008 | 7008 | 7008 | 7008 | 7008 | 7008 | 7008 | 7008 | 7008 | 7008 | 7008 | 7008 | 7008 | 7008 | 7008 | 7008 | 7008 | 7008 | 7008 | 7008 | 7008 | 7008 | 7008 | 7008 | 7008 | 7008 | 7008 | 7008 | 7008 | 7008
Annual Energy Production (kWh/kW) | Geothermal - NF EGS / Binary | Moderate | Annual Energy Production (kWh/kW) ¦ Geothermal - NF EGS / Binary ¦ Moderate | 7008 | 7008 | 7008 | 7008 | 7008 | 7008 | 7008 | 7008 | 7008 | 7008 | 7008 | 7008 | 7008 | 7008 | 7008 | 7008 | 7008 | 7008 | 7008 | 7008 | 7008 | 7008 | 7008 | 7008 | 7008 | 7008 | 7008 | 7008 | 7008 | 7008 | 7008
Annual Energy Production (kWh/kW) | Geothermal - NF EGS / Binary | Conservative | Annual Energy Production (kWh/kW) ¦ Geothermal - NF EGS / Binary ¦ Conservative | 7008 | 7008 | 7008 | 7008 | 7008 | 7008 | 7008 | 7008 | 7008 | 7008 | 7008 | 7008 | 7008 | 7008 | 7008 | 7008 | 7008 | 7008 | 7008 | 7008 | 7008 | 7008 | 7008 | 7008 | 7008 | 7008 | 7008 | 7008 | 7008 | 7008 | 7008
Annual Energy Production (kWh/kW) | Geothermal - Deep EGS / Flash | Advanced | Annual Energy Production (kWh/kW) ¦ Geothermal - Deep EGS / Flash ¦ Advanced | 7884 | 7884 | 7884 | 7884 | 7884 | 7884 | 7884 | 7884 | 7884 | 7884 | 7884 | 7884 | 7884 | 7884 | 7884 | 7884 | 7884 | 7884 | 7884 | 7884 | 7884 | 7884 | 7884 | 7884 | 7884 | 7884 | 7884 | 7884 | 7884 | 7884 | 7884
Annual Energy Production (kWh/kW) | Geothermal - Deep EGS / Flash | Moderate | Annual Energy Production (kWh/kW) ¦ Geothermal - Deep EGS / Flash ¦ Moderate | 7884 | 7884 | 7884 | 7884 | 7884 | 7884 | 7884 | 7884 | 7884 | 7884 | 7884 | 7884 | 7884 | 7884 | 7884 | 7884 | 7884 | 7884 | 7884 | 7884 | 7884 | 7884 | 7884 | 7884 | 7884 | 7884 | 7884 | 7884 | 7884 | 7884 | 7884
Annual Energy Production (kWh/kW) | Geothermal - Deep EGS / Flash | Conservative | Annual Energy Production (kWh/kW) ¦ Geothermal - Deep EGS / Flash ¦ Conservative | 7884 | 7884 | 7884 | 7884 | 7884 | 7884 | 7884 | 7884 | 7884 | 7884 | 7884 | 7884 | 7884 | 7884 | 7884 | 7884 | 7884 | 7884 | 7884 | 7884 | 7884 | 7884 | 7884 | 7884 | 7884 | 7884 | 7884 | 7884 | 7884 | 7884 | 7884
Annual Energy Production (kWh/kW) | Geothermal - Deep EGS / Binary | Advanced | Annual Energy Production (kWh/kW) ¦ Geothermal - Deep EGS / Binary ¦ Advanced | 7008 | 7008 | 7008 | 7008 | 7008 | 7008 | 7008 | 7008 | 7008 | 7008 | 7008 | 7008 | 7008 | 7008 | 7008 | 7008 | 7008 | 7008 | 7008 | 7008 | 7008 | 7008 | 7008 | 7008 | 7008 | 7008 | 7008 | 7008 | 7008 | 7008 | 7008
Annual Energy Production (kWh/kW) | Geothermal - Deep EGS / Binary | Moderate | Annual Energy Production (kWh/kW) ¦ Geothermal - Deep EGS / Binary ¦ Moderate | 7008 | 7008 | 7008 | 7008 | 7008 | 7008 | 7008 | 7008 | 7008 | 7008 | 7008 | 7008 | 7008 | 7008 | 7008 | 7008 | 7008 | 7008 | 7008 | 7008 | 7008 | 7008 | 7008 | 7008 | 7008 | 7008 | 7008 | 7008 | 7008 | 7008 | 7008
Annual Energy Production (kWh/kW) | Geothermal - Deep EGS / Binary | Conservative | Annual Energy Production (kWh/kW) ¦ Geothermal - Deep EGS / Binary ¦ Conservative | 7008 | 7008 | 7008 | 7008 | 7008 | 7008 | 7008 | 7008 | 7008 | 7008 | 7008 | 7008 | 7008 | 7008 | 7008 | 7008 | 7008 | 7008 | 7008 | 7008 | 7008 | 7008 | 7008 | 7008 | 7008 | 7008 | 7008 | 7008 | 7008 | 7008 | 7008
CAPEX ($/kW) | Geothermal - Hydro / Flash | Advanced | CAPEX ($/kW) ¦ Geothermal - Hydro / Flash ¦ Advanced | 6753.3184 | 6536.0372 | 6321.7929 | 6110.5855 | 5902.415 | 5697.2815 | 5495.1849 | 5296.1252 | 5100.1025 | 4907.1167 | 4717.1678 | 4693.5819 | 4670.114 | 4646.7635 | 4623.5296 | 4600.412 | 4577.4099 | 4554.5229 | 4531.7503 | 4509.0915 | 4486.5461 | 4464.1133 | 4441.7928 | 4419.5838 | 4397.4859 | 4375.4984 | 4353.621 | 4331.8528 | 4310.1936 | 4288.6426 | 4267.1994
CAPEX ($/kW) | Geothermal - Hydro / Flash | Moderate | CAPEX ($/kW) ¦ Geothermal - Hydro / Flash ¦ Moderate | 6753.3184 | 6638.0935 | 6523.3933 | 6409.2176 | 6295.5664 | 6182.4399 | 6069.838 | 5957.7606 | 5846.2078 | 5735.1796 | 5624.676 | 5596.5526 | 5568.5699 | 5540.727 | 5513.0234 | 5485.4583 | 5458.031 | 5430.7408 | 5403.5871 | 5376.5692 | 5349.6863 | 5322.9379 | 5296.3232 | 5269.8416 | 5243.4924 | 5217.2749 | 5191.1886 | 5165.2326 | 5139.4064 | 5113.7094 | 5088.1409
CAPEX ($/kW) | Geothermal - Hydro / Flash | Conservative | CAPEX ($/kW) ¦ Geothermal - Hydro / Flash ¦ Conservative | 6753.3184 | 6720.051 | 6686.9475 | 6654.0071 | 6621.2288 | 6588.612 | 6556.1558 | 6523.8595 | 6491.7223 | 6459.7433 | 6427.9218 | 6395.7822 | 6363.8033 | 6331.9842 | 6300.3243 | 6268.8227 | 6237.4786 | 6206.2912 | 6175.2597 | 6144.3834 | 6113.6615 | 6083.0932 | 6052.6777 | 6022.4144 | 5992.3023 | 5962.3408 | 5932.5291 | 5902.8664 | 5873.3521 | 5843.9853 | 5814.7654
CAPEX ($/kW) | Geothermal - Hydro / Binary | Advanced | CAPEX ($/kW) ¦ Geothermal - Hydro / Binary ¦ Advanced | 8612.3063 | 8366.945 | 8124.8111 | 7885.9045 | 7650.2254 | 7417.7735 | 7188.549 | 6962.5519 | 6739.7822 | 6520.2398 | 6303.9248 | 6272.4051 | 6241.0431 | 6209.8379 | 6178.7887 | 6147.8948 | 6117.1553 | 6086.5695 | 6056.1367 | 6025.856 | 5995.7267 | 5965.7481 | 5935.9193 | 5906.2397 | 5876.7085 | 5847.325 | 5818.0884 | 5788.9979 | 5760.0529 | 5731.2527 | 5702.5964
CAPEX ($/kW) | Geothermal - Hydro / Binary | Moderate | CAPEX ($/kW) ¦ Geothermal - Hydro / Binary ¦ Moderate | 8612.3063 | 8497.0045 | 8382.2007 | 8267.8947 | 8154.0866 | 8040.7765 | 7927.9642 | 7815.6498 | 7703.8333 | 7592.5147 | 7481.694 | 7444.2856 | 7407.0641 | 7370.0288 | 7333.1787 | 7296.5128 | 7260.0302 | 7223.7301 | 7187.6114 | 7151.6733 | 7115.915 | 7080.3354 | 7044.9337 | 7009.7091 | 6974.6605 | 6939.7872 | 6905.0883 | 6870.5628 | 6836.21 | 6802.029 | 6768.0188
CAPEX ($/kW) | Geothermal - Hydro / Binary | Conservative | CAPEX ($/kW) ¦ Geothermal - Hydro / Binary ¦ Conservative | 8612.3063 | 8569.8814 | 8527.6655 | 8485.6575 | 8443.8564 | 8402.2612 | 8360.8708 | 8319.6842 | 8278.7005 | 8237.9187 | 8197.3377 | 8156.351 | 8115.5692 | 8074.9914 | 8034.6164 | 7994.4433 | 7954.4711 | 7914.6988 | 7875.1253 | 7835.7497 | 7796.5709 | 7757.5881 | 7718.8001 | 7680.2061 | 7641.8051 | 7603.5961 | 7565.5781 | 7527.7502 | 7490.1114 | 7452.6609 | 7415.3976
CAPEX ($/kW) | Geothermal - NF EGS / Flash | Advanced | CAPEX ($/kW) ¦ Geothermal - NF EGS / Flash ¦ Advanced | 20014.9492 | 18274.0742 | 16560.8922 | 14875.4031 | 13217.6071 | 11587.504 | 9985.094 | 8410.3769 | 6863.3529 | 5344.0218 | 3852.3837 | 3833.1218 | 3813.9562 | 3794.8864 | 3775.912 | 3757.0324 | 3738.2472 | 3719.556 | 3700.9582 | 3682.4534 | 3664.0412 | 3645.721 | 3627.4923 | 3609.3549 | 3591.3081 | 3573.3516 | 3555.4848 | 3537.7074 | 3520.0189 | 3502.4188 | 3484.9067
CAPEX ($/kW) | Geothermal - NF EGS / Flash | Moderate | CAPEX ($/kW) ¦ Geothermal - NF EGS / Flash ¦ Moderate | 20014.9492 | 19163.1589 | 18318.7009 | 17481.5754 | 16651.7822 | 15829.3214 | 15014.1931 | 14206.3971 | 13405.9335 | 12612.8024 | 11827.0036 | 11767.8686 | 11709.0292 | 11650.4841 | 11592.2317 | 11534.2705 | 11476.5991 | 11419.2161 | 11362.1201 | 11305.3095 | 11248.7829 | 11192.539 | 11136.5763 | 11080.8934 | 11025.489 | 10970.3615 | 10915.5097 | 10860.9322 | 10806.6275 | 10752.5944 | 10698.8314
CAPEX ($/kW) | Geothermal - NF EGS / Flash | Conservative | CAPEX ($/kW) ¦ Geothermal - NF EGS / Flash ¦ Conservative | 20014.9492 | 19923.5051 | 19832.4751 | 19741.8573 | 19651.6498 | 19561.8509 | 19472.4587 | 19383.4713 | 19294.887 | 19206.704 | 19118.9204 | 19023.3258 | 18928.2092 | 18833.5681 | 18739.4003 | 18645.7033 | 18552.4748 | 18459.7124 | 18367.4138 | 18275.5768 | 18184.1989 | 18093.2779 | 18002.8115 | 17912.7974 | 17823.2335 | 17734.1173 | 17645.4467 | 17557.2195 | 17469.4334 | 17382.0862 | 17295.1758
CAPEX ($/kW) | Geothermal - NF EGS / Binary | Advanced | CAPEX ($/kW) ¦ Geothermal - NF EGS / Binary ¦ Advanced | 46223.1663 | 41986.0355 | 37816.6933 | 33715.1398 | 29681.3749 | 25715.3987 | 21817.2111 | 17986.8122 | 14224.202 | 10529.3804 | 6902.3475 | 6867.8358 | 6833.4966 | 6799.3291 | 6765.3324 | 6731.5058 | 6697.8483 | 6664.359 | 6631.0372 | 6597.882 | 6564.8926 | 6532.0682 | 6499.4078 | 6466.9108 | 6434.5762 | 6402.4033 | 6370.3913 | 6338.5394 | 6306.8467 | 6275.3124 | 6243.9359
CAPEX ($/kW) | Geothermal - NF EGS / Binary | Moderate | CAPEX ($/kW) ¦ Geothermal - NF EGS / Binary ¦ Moderate | 46223.1663 | 44716.961 | 43223.2132 | 41741.923 | 40273.0902 | 38816.7151 | 37372.7974 | 35941.3373 | 34522.3347 | 33115.7896 | 31721.7021 | 31563.0936 | 31405.2781 | 31248.2517 | 31092.0104 | 30936.5504 | 30781.8676 | 30627.9583 | 30474.8185 | 30322.4444 | 30170.8322 | 30019.978 | 29869.8781 | 29720.5288 | 29571.9261 | 29424.0665 | 29276.9461 | 29130.5614 | 28984.9086 | 28839.9841 | 28695.7841
CAPEX ($/kW) | Geothermal - NF EGS / Binary | Conservative | CAPEX ($/kW) ¦ Geothermal - NF EGS / Binary ¦ Conservative | 46223.1663 | 46011.9824 | 45801.7547 | 45592.479 | 45384.151 | 45176.7665 | 44970.3212 | 44764.8109 | 44560.2315 | 44356.5788 | 44153.8486 | 43933.0794 | 43713.414 | 43494.8469 | 43277.3727 | 43060.9858 | 42845.6809 | 42631.4525 | 42418.2952 | 42206.2037 | 41995.1727 | 41785.1968 | 41576.2709 | 41368.3895 | 41161.5476 | 40955.7398 | 40750.9611 | 40547.2063 | 40344.4703 | 40142.7479 | 39942.0342
CAPEX ($/kW) | Geothermal - Deep EGS / Flash | Advanced | CAPEX ($/kW) ¦ Geothermal - Deep EGS / Flash ¦ Advanced | 20014.9492 | 18274.0742 | 16560.8922 | 14875.4031 | 13217.6071 | 11587.504 | 9985.094 | 8410.3769 | 6863.3529 | 5344.0218 | 3852.3837 | 3833.1218 | 3813.9562 | 3794.8864 | 3775.912 | 3757.0324 | 3738.2472 | 3719.556 | 3700.9582 | 3682.4534 | 3664.0412 | 3645.721 | 3627.4923 | 3609.3549 | 3591.3081 | 3573.3516 | 3555.4848 | 3537.7074 | 3520.0189 | 3502.4188 | 3484.9067
CAPEX ($/kW) | Geothermal - Deep EGS / Flash | Moderate | CAPEX ($/kW) ¦ Geothermal - Deep EGS / Flash ¦ Moderate | 20014.9492 | 19163.1589 | 18318.7009 | 17481.5754 | 16651.7822 | 15829.3214 | 15014.1931 | 14206.3971 | 13405.9335 | 12612.8024 | 11827.0036 | 11767.8686 | 11709.0292 | 11650.4841 | 11592.2317 | 11534.2705 | 11476.5991 | 11419.2161 | 11362.1201 | 11305.3095 | 11248.7829 | 11192.539 | 11136.5763 | 11080.8934 | 11025.489 | 10970.3615 | 10915.5097 | 10860.9322 | 10806.6275 | 10752.5944 | 10698.8314
CAPEX ($/kW) | Geothermal - Deep EGS / Flash | Conservative | CAPEX ($/kW) ¦ Geothermal - Deep EGS / Flash ¦ Conservative | 20014.9492 | 19923.5051 | 19832.4751 | 19741.8573 | 19651.6498 | 19561.8509 | 19472.4587 | 19383.4713 | 19294.887 | 19206.704 | 19118.9204 | 19023.3258 | 18928.2092 | 18833.5681 | 18739.4003 | 18645.7033 | 18552.4748 | 18459.7124 | 18367.4138 | 18275.5768 | 18184.1989 | 18093.2779 | 18002.8115 | 17912.7974 | 17823.2335 | 17734.1173 | 17645.4467 | 17557.2195 | 17469.4334 | 17382.0862 | 17295.1758
CAPEX ($/kW) | Geothermal - Deep EGS / Binary | Advanced | CAPEX ($/kW) ¦ Geothermal - Deep EGS / Binary ¦ Advanced | 46223.1663 | 41986.0355 | 37816.6933 | 33715.1398 | 29681.3749 | 25715.3987 | 21817.2111 | 17986.8122 | 14224.202 | 10529.3804 | 6902.3475 | 6867.8358 | 6833.4966 | 6799.3291 | 6765.3324 | 6731.5058 | 6697.8483 | 6664.359 | 6631.0372 | 6597.882 | 6564.8926 | 6532.0682 | 6499.4078 | 6466.9108 | 6434.5762 | 6402.4033 | 6370.3913 | 6338.5394 | 6306.8467 | 6275.3124 | 6243.9359
CAPEX ($/kW) | Geothermal - Deep EGS / Binary | Moderate | CAPEX ($/kW) ¦ Geothermal - Deep EGS / Binary ¦ Moderate | 46223.1663 | 44716.961 | 43223.2132 | 41741.923 | 40273.0902 | 38816.7151 | 37372.7974 | 35941.3373 | 34522.3347 | 33115.7896 | 31721.7021 | 31563.0936 | 31405.2781 | 31248.2517 | 31092.0104 | 30936.5504 | 30781.8676 | 30627.9583 | 30474.8185 | 30322.4444 | 30170.8322 | 30019.978 | 29869.8781 | 29720.5288 | 29571.9261 | 29424.0665 | 29276.9461 | 29130.5614 | 28984.9086 | 28839.9841 | 28695.7841
CAPEX ($/kW) | Geothermal - Deep EGS / Binary | Conservative | CAPEX ($/kW) ¦ Geothermal - Deep EGS / Binary ¦ Conservative | 46223.1663 | 46011.9824 | 45801.7547 | 45592.479 | 45384.151 | 45176.7665 | 44970.3212 | 44764.8109 | 44560.2315 | 44356.5788 | 44153.8486 | 43933.0794 | 43713.414 | 43494.8469 | 43277.3727 | 43060.9858 | 42845.6809 | 42631.4525 | 42418.2952 | 42206.2037 | 41995.1727 | 41785.1968 | 41576.2709 | 41368.3895 | 41161.5476 | 40955.7398 | 40750.9611 | 40547.2063 | 40344.4703 | 40142.7479 | 39942.0342
Construction Financing Cost ($/kW) | Geothermal - Hydro / Flash | Advanced | Construction Financing Cost ($/kW) ¦ Geothermal - Hydro / Flash ¦ Advanced | 2194.0402 | 2078.564 | 1966.1248 | 1856.7225 | 1750.3571 | 1647.0286 | 1546.7371 | 1449.4825 | 1355.2648 | 1264.0841 | 1175.9403 | 1170.0606 | 1164.2103 | 1158.3892 | 1152.5973 | 1146.8343 | 1141.1001 | 1135.3946 | 1129.7176 | 1124.069 | 1118.4487 | 1112.8565 | 1107.2922 | 1101.7557 | 1096.2469 | 1090.7657 | 1085.3119 | 1079.8853 | 1074.4859 | 1069.1135 | 1063.7679
Construction Financing Cost ($/kW) | Geothermal - Hydro / Flash | Moderate | Construction Financing Cost ($/kW) ¦ Geothermal - Hydro / Flash ¦ Moderate | 2194.0402 | 2144.4894 | 2095.4633 | 2046.9617 | 1998.9847 | 1951.5323 | 1904.6045 | 1858.2012 | 1812.3226 | 1766.9685 | 1722.139 | 1713.5283 | 1704.9606 | 1696.4358 | 1687.9537 | 1679.5139 | 1671.1163 | 1662.7607 | 1654.4469 | 1646.1747 | 1637.9438 | 1629.7541 | 1621.6053 | 1613.4973 | 1605.4298 | 1597.4027 | 1589.4157 | 1581.4686 | 1573.5612 | 1565.6934 | 1557.865
Construction Financing Cost ($/kW) | Geothermal - Hydro / Flash | Conservative | Construction Financing Cost ($/kW) ¦ Geothermal - Hydro / Flash ¦ Conservative | 2194.0402 | 2183.5692 | 2173.1481 | 2162.7767 | 2152.4546 | 2142.1816 | 2131.9576 | 2121.7823 | 2111.6554 | 2101.5767 | 2091.5461 | 2081.0884 | 2070.6829 | 2060.3295 | 2050.0279 | 2039.7777 | 2029.5788 | 2019.4309 | 2009.3338 | 1999.2871 | 1989.2907 | 1979.3442 | 1969.4475 | 1959.6003 | 1949.8023 | 1940.0532 | 1930.353 | 1920.7012 | 1911.0977 | 1901.5422 | 1892.0345
Construction Financing Cost ($/kW) | Geothermal - Hydro / Binary | Advanced | Construction Financing Cost ($/kW) ¦ Geothermal - Hydro / Binary ¦ Advanced | 2797.9943 | 2660.8219 | 2526.8769 | 2396.1593 | 2268.669 | 2144.4061 | 2023.3706 | 1905.5624 | 1790.9816 | 1679.6282 | 1571.5021 | 1563.6446 | 1555.8263 | 1548.0472 | 1540.307 | 1532.6054 | 1524.9424 | 1517.3177 | 1509.7311 | 1502.1825 | 1494.6715 | 1487.1982 | 1479.7622 | 1472.3634 | 1465.0016 | 1457.6766 | 1450.3882 | 1443.1362 | 1435.9206 | 1428.7409 | 1421.5972
Construction Financing Cost ($/kW) | Geothermal - Hydro / Binary | Moderate | Construction Financing Cost ($/kW) ¦ Geothermal - Hydro / Binary ¦ Moderate | 2797.9943 | 2745.0256 | 2692.5548 | 2640.5819 | 2589.1069 | 2538.1298 | 2487.6506 | 2437.6693 | 2388.1859 | 2339.2003 | 2290.7127 | 2279.2592 | 2267.8629 | 2256.5236 | 2245.2409 | 2234.0147 | 2222.8447 | 2211.7304 | 2200.6718 | 2189.6684 | 2178.7201 | 2167.8265 | 2156.9873 | 2146.2024 | 2135.4714 | 2124.794 | 2114.1701 | 2103.5992 | 2093.0812 | 2082.6158 | 2072.2027
Construction Financing Cost ($/kW) | Geothermal - Hydro / Binary | Conservative | Construction Financing Cost ($/kW) ¦ Geothermal - Hydro / Binary ¦ Conservative | 2797.9943 | 2784.641 | 2771.3513 | 2758.1248 | 2744.9614 | 2731.8606 | 2718.8222 | 2705.8459 | 2692.9314 | 2680.0784 | 2667.2866 | 2653.9502 | 2640.6804 | 2627.477 | 2614.3396 | 2601.2679 | 2588.2616 | 2575.3203 | 2562.4437 | 2549.6315 | 2536.8833 | 2524.1989 | 2511.5779 | 2499.02 | 2486.5249 | 2474.0923 | 2461.7218 | 2449.4132 | 2437.1661 | 2424.9803 | 2412.8554
Construction Financing Cost ($/kW) | Geothermal - NF EGS / Flash | Advanced | Construction Financing Cost ($/kW) ¦ Geothermal - NF EGS / Flash ¦ Advanced | 6048.5039 | 5409.619 | 4798.427 | 4214.928 | 3659.122 | 3131.0089 | 2630.5889 | 2157.8619 | 1712.8279 | 1295.4868 | 905.8388 | 901.3096 | 896.803 | 892.319 | 887.8574 | 883.4181 | 879.001 | 874.606 | 870.233 | 865.8818 | 861.5524 | 857.2447 | 852.9584 | 848.6937 | 844.4502 | 840.2279 | 836.0268 | 831.8467 | 827.6874 | 823.549 | 819.4312
Construction Financing Cost ($/kW) | Geothermal - NF EGS / Flash | Moderate | Construction Financing Cost ($/kW) ¦ Geothermal - NF EGS / Flash ¦ Moderate | 6048.5039 | 5726.167 | 5411.1625 | 5103.4904 | 4803.1507 | 4510.1434 | 4224.4685 | 3946.1259 | 3675.1158 | 3411.4381 | 3155.0927 | 3139.3173 | 3123.6207 | 3108.0026 | 3092.4626 | 3077.0003 | 3061.6153 | 3046.3072 | 3031.0756 | 3015.9203 | 3000.8407 | 2985.8365 | 2970.9073 | 2956.0527 | 2941.2725 | 2926.5661 | 2911.9333 | 2897.3736 | 2882.8868 | 2868.4723 | 2854.13
Construction Financing Cost ($/kW) | Geothermal - NF EGS / Flash | Conservative | Construction Financing Cost ($/kW) ¦ Geothermal - NF EGS / Flash ¦ Conservative | 6048.5039 | 6026.8921 | 6005.3451 | 5983.8629 | 5962.4454 | 5941.0925 | 5919.8041 | 5898.58 | 5877.4202 | 5856.3245 | 5835.2928 | 5806.1163 | 5777.0858 | 5748.2003 | 5719.4593 | 5690.862 | 5662.4077 | 5634.0957 | 5605.9252 | 5577.8956 | 5550.0061 | 5522.2561 | 5494.6448 | 5467.1716 | 5439.8357 | 5412.6365 | 5385.5734 | 5358.6455 | 5331.8523 | 5305.193 | 5278.667
Construction Financing Cost ($/kW) | Geothermal - NF EGS / Binary | Advanced | Construction Financing Cost ($/kW) ¦ Geothermal - NF EGS / Binary ¦ Advanced | 13968.6092 | 12428.9992 | 10957.1778 | 9553.1452 | 8216.9011 | 6948.4457 | 5747.779 | 4614.901 | 3549.8116 | 2552.5108 | 1622.9988 | 1614.8838 | 1606.8093 | 1598.7753 | 1590.7814 | 1582.8275 | 1574.9134 | 1567.0388 | 1559.2036 | 1551.4076 | 1543.6506 | 1535.9323 | 1528.2526 | 1520.6114 | 1513.0083 | 1505.4433 | 1497.9161 | 1490.4265 | 1482.9744 | 1475.5595 | 1468.1817
Construction Financing Cost ($/kW) | Geothermal - NF EGS / Binary | Moderate | Construction Financing Cost ($/kW) ¦ Geothermal - NF EGS / Binary ¦ Moderate | 13968.6092 | 13361.93 | 12767.7084 | 12185.9443 | 11616.6377 | 11059.7887 | 10515.3972 | 9983.4632 | 9463.9868 | 8956.9679 | 8462.4065 | 8420.0945 | 8377.994 | 8336.104 | 8294.4235 | 8252.9514 | 8211.6866 | 8170.6282 | 8129.7751 | 8089.1262 | 8048.6805 | 8008.4371 | 7968.395 | 7928.553 | 7888.9102 | 7849.4657 | 7810.2183 | 7771.1672 | 7732.3114 | 7693.6499 | 7655.1816
Construction Financing Cost ($/kW) | Geothermal - NF EGS / Binary | Conservative | Construction Financing Cost ($/kW) ¦ Geothermal - NF EGS / Binary ¦ Conservative | 13968.6092 | 13918.698 | 13868.9368 | 13819.3252 | 13769.8629 | 13720.5499 | 13671.3857 | 13622.3701 | 13573.5029 | 13524.7838 | 13476.2126 | 13408.8315 | 13341.7873 | 13275.0784 | 13208.703 | 13142.6595 | 13076.9462 | 13011.5615 | 12946.5037 | 12881.7711 | 12817.3623 | 12753.2755 | 12689.5091 | 12626.0616 | 12562.9312 | 12500.1166 | 12437.616 | 12375.4279 | 12313.5508 | 12251.983 | 12190.7231
Construction Financing Cost ($/kW) | Geothermal - Deep EGS / Flash | Advanced | Construction Financing Cost ($/kW) ¦ Geothermal - Deep EGS / Flash ¦ Advanced | 6048.5039 | 5409.619 | 4798.427 | 4214.928 | 3659.122 | 3131.0089 | 2630.5889 | 2157.8619 | 1712.8279 | 1295.4868 | 905.8388 | 901.3096 | 896.803 | 892.319 | 887.8574 | 883.4181 | 879.001 | 874.606 | 870.233 | 865.8818 | 861.5524 | 857.2447 | 852.9584 | 848.6937 | 844.4502 | 840.2279 | 836.0268 | 831.8467 | 827.6874 | 823.549 | 819.4312
Construction Financing Cost ($/kW) | Geothermal - Deep EGS / Flash | Moderate | Construction Financing Cost ($/kW) ¦ Geothermal - Deep EGS / Flash ¦ Moderate | 6048.5039 | 5726.167 | 5411.1625 | 5103.4904 | 4803.1507 | 4510.1434 | 4224.4685 | 3946.1259 | 3675.1158 | 3411.4381 | 3155.0927 | 3139.3173 | 3123.6207 | 3108.0026 | 3092.4626 | 3077.0003 | 3061.6153 | 3046.3072 | 3031.0756 | 3015.9203 | 3000.8407 | 2985.8365 | 2970.9073 | 2956.0527 | 2941.2725 | 2926.5661 | 2911.9333 | 2897.3736 | 2882.8868 | 2868.4723 | 2854.13
Construction Financing Cost ($/kW) | Geothermal - Deep EGS / Flash | Conservative | Construction Financing Cost ($/kW) ¦ Geothermal - Deep EGS / Flash ¦ Conservative | 6048.5039 | 6026.8921 | 6005.3451 | 5983.8629 | 5962.4454 | 5941.0925 | 5919.8041 | 5898.58 | 5877.4202 | 5856.3245 | 5835.2928 | 5806.1163 | 5777.0858 | 5748.2003 | 5719.4593 | 5690.862 | 5662.4077 | 5634.0957 | 5605.9252 | 5577.8956 | 5550.0061 | 5522.2561 | 5494.6448 | 5467.1716 | 5439.8357 | 5412.6365 | 5385.5734 | 5358.6455 | 5331.8523 | 5305.193 | 5278.667
Construction Financing Cost ($/kW) | Geothermal - Deep EGS / Binary | Advanced | Construction Financing Cost ($/kW) ¦ Geothermal - Deep EGS / Binary ¦ Advanced | 13968.6092 | 12428.9992 | 10957.1778 | 9553.1452 | 8216.9011 | 6948.4457 | 5747.779 | 4614.901 | 3549.8116 | 2552.5108 | 1622.9988 | 1614.8838 | 1606.8093 | 1598.7753 | 1590.7814 | 1582.8275 | 1574.9134 | 1567.0388 | 1559.2036 | 1551.4076 | 1543.6506 | 1535.9323 | 1528.2526 | 1520.6114 | 1513.0083 | 1505.4433 | 1497.9161 | 1490.4265 | 1482.9744 | 1475.5595 | 1468.1817
Construction Financing Cost ($/kW) | Geothermal - Deep EGS / Binary | Moderate | Construction Financing Cost ($/kW) ¦ Geothermal - Deep EGS / Binary ¦ Moderate | 13968.6092 | 13361.93 | 12767.7084 | 12185.9443 | 11616.6377 | 11059.7887 | 10515.3972 | 9983.4632 | 9463.9868 | 8956.9679 | 8462.4065 | 8420.0945 | 8377.994 | 8336.104 | 8294.4235 | 8252.9514 | 8211.6866 | 8170.6282 | 8129.7751 | 8089.1262 | 8048.6805 | 8008.4371 | 7968.395 | 7928.553 | 7888.9102 | 7849.4657 | 7810.2183 | 7771.1672 | 7732.3114 | 7693.6499 | 7655.1816
Construction Financing Cost ($/kW) | Geothermal - Deep EGS / Binary | Conservative | Construction Financing Cost ($/kW) ¦ Geothermal - Deep EGS / Binary ¦ Conservative | 13968.6092 | 13918.698 | 13868.9368 | 13819.3252 | 13769.8629 | 13720.5499 | 13671.3857 | 13622.3701 | 13573.5029 | 13524.7838 | 13476.2126 | 13408.8315 | 13341.7873 | 13275.0784 | 13208.703 | 13142.6595 | 13076.9462 | 13011.5615 | 12946.5037 | 12881.7711 | 12817.3623 | 12753.2755 | 12689.5091 | 12626.0616 | 12562.9312 | 12500.1166 | 12437.616 | 12375.4279 | 12313.5508 | 12251.983 | 12190.7231
Overnight Capital Cost ($/kW) | Geothermal - Hydro / Flash | Advanced | Overnight Capital Cost ($/kW) ¦ Geothermal - Hydro / Flash ¦ Advanced | 4559.2782 | 4457.4731 | 4355.6681 | 4253.863 | 4152.0579 | 4050.2529 | 3948.4478 | 3846.6427 | 3744.8377 | 3643.0326 | 3541.2275 | 3523.5214 | 3505.9038 | 3488.3742 | 3470.9324 | 3453.5777 | 3436.3098 | 3419.1283 | 3402.0326 | 3385.0225 | 3368.0974 | 3351.2569 | 3334.5006 | 3317.8281 | 3301.2389 | 3284.7328 | 3268.3091 | 3251.9675 | 3235.7077 | 3219.5292 | 3203.4315
Overnight Capital Cost ($/kW) | Geothermal - Hydro / Flash | Moderate | Overnight Capital Cost ($/kW) ¦ Geothermal - Hydro / Flash ¦ Moderate | 4559.2782 | 4493.6041 | 4427.93 | 4362.2559 | 4296.5817 | 4230.9076 | 4165.2335 | 4099.5594 | 4033.8853 | 3968.2111 | 3902.537 | 3883.0243 | 3863.6092 | 3844.2912 | 3825.0697 | 3805.9444 | 3786.9147 | 3767.9801 | 3749.1402 | 3730.3945 | 3711.7425 | 3693.1838 | 3674.7179 | 3656.3443 | 3638.0626 | 3619.8723 | 3601.7729 | 3583.764 | 3565.8452 | 3548.016 | 3530.2759
Overnight Capital Cost ($/kW) | Geothermal - Hydro / Flash | Conservative | Overnight Capital Cost ($/kW) ¦ Geothermal - Hydro / Flash ¦ Conservative | 4559.2782 | 4536.4818 | 4513.7994 | 4491.2304 | 4468.7743 | 4446.4304 | 4424.1982 | 4402.0772 | 4380.0669 | 4358.1665 | 4336.3757 | 4314.6938 | 4293.1203 | 4271.6547 | 4250.2965 | 4229.045 | 4207.8998 | 4186.8603 | 4165.926 | 4145.0963 | 4124.3708 | 4103.749 | 4083.2302 | 4062.8141 | 4042.5 | 4022.2875 | 4002.1761 | 3982.1652 | 3962.2544 | 3942.4431 | 3922.7309
Overnight Capital Cost ($/kW) | Geothermal - Hydro / Binary | Advanced | Overnight Capital Cost ($/kW) ¦ Geothermal - Hydro / Binary ¦ Advanced | 5814.312 | 5706.1231 | 5597.9342 | 5489.7452 | 5381.5563 | 5273.3674 | 5165.1784 | 5056.9895 | 4948.8006 | 4840.6116 | 4732.4227 | 4708.7606 | 4685.2168 | 4661.7907 | 4638.4817 | 4615.2893 | 4592.2129 | 4569.2518 | 4546.4056 | 4523.6735 | 4501.0552 | 4478.5499 | 4456.1571 | 4433.8764 | 4411.707 | 4389.6484 | 4367.7002 | 4345.8617 | 4324.1324 | 4302.5117 | 4280.9992
Overnight Capital Cost ($/kW) | Geothermal - Hydro / Binary | Moderate | Overnight Capital Cost ($/kW) ¦ Geothermal - Hydro / Binary ¦ Moderate | 5814.312 | 5751.979 | 5689.6459 | 5627.3128 | 5564.9797 | 5502.6467 | 5440.3136 | 5377.9805 | 5315.6474 | 5253.3144 | 5190.9813 | 5165.0264 | 5139.2013 | 5113.5053 | 5087.9377 | 5062.498 | 5037.1856 | 5011.9996 | 4986.9396 | 4962.0049 | 4937.1949 | 4912.5089 | 4887.9464 | 4863.5067 | 4839.1891 | 4814.9932 | 4790.9182 | 4766.9636 | 4743.1288 | 4719.4132 | 4695.8161
Overnight Capital Cost ($/kW) | Geothermal - Hydro / Binary | Conservative | Overnight Capital Cost ($/kW) ¦ Geothermal - Hydro / Binary ¦ Conservative | 5814.312 | 5785.2405 | 5756.3143 | 5727.5327 | 5698.895 | 5670.4006 | 5642.0486 | 5613.8383 | 5585.7691 | 5557.8403 | 5530.0511 | 5502.4008 | 5474.8888 | 5447.5144 | 5420.2768 | 5393.1754 | 5366.2095 | 5339.3785 | 5312.6816 | 5286.1182 | 5259.6876 | 5233.3892 | 5207.2222 | 5181.1861 | 5155.2802 | 5129.5038 | 5103.8563 | 5078.337 | 5052.9453 | 5027.6806 | 5002.5422
Overnight Capital Cost ($/kW) | Geothermal - NF EGS / Flash | Advanced | Overnight Capital Cost ($/kW) ¦ Geothermal - NF EGS / Flash ¦ Advanced | 13966.4453 | 12864.4552 | 11762.4652 | 10660.4752 | 9558.4851 | 8456.4951 | 7354.5051 | 6252.515 | 5150.525 | 4048.535 | 2946.5449 | 2931.8122 | 2917.1531 | 2902.5674 | 2888.0545 | 2873.6143 | 2859.2462 | 2844.95 | 2830.7252 | 2816.5716 | 2802.4887 | 2788.4763 | 2774.5339 | 2760.6612 | 2746.8579 | 2733.1236 | 2719.458 | 2705.8607 | 2692.3314 | 2678.8698 | 2665.4754
Overnight Capital Cost ($/kW) | Geothermal - NF EGS / Flash | Moderate | Overnight Capital Cost ($/kW) ¦ Geothermal - NF EGS / Flash ¦ Moderate | 13966.4453 | 13436.9918 | 12907.5384 | 12378.0849 | 11848.6315 | 11319.1781 | 10789.7246 | 10260.2712 | 9730.8177 | 9201.3643 | 8671.9108 | 8628.5513 | 8585.4085 | 8542.4815 | 8499.7691 | 8457.2702 | 8414.9839 | 8372.909 | 8331.0444 | 8289.3892 | 8247.9422 | 8206.7025 | 8165.669 | 8124.8407 | 8084.2165 | 8043.7954 | 8003.5764 | 7963.5585 | 7923.7407 | 7884.122 | 7844.7014
Overnight Capital Cost ($/kW) | Geothermal - NF EGS / Flash | Conservative | Overnight Capital Cost ($/kW) ¦ Geothermal - NF EGS / Flash ¦ Conservative | 13966.4453 | 13896.6131 | 13827.13 | 13757.9943 | 13689.2044 | 13620.7583 | 13552.6546 | 13484.8913 | 13417.4668 | 13350.3795 | 13283.6276 | 13217.2095 | 13151.1234 | 13085.3678 | 13019.941 | 12954.8412 | 12890.067 | 12825.6167 | 12761.4886 | 12697.6812 | 12634.1928 | 12571.0218 | 12508.1667 | 12445.6259 | 12383.3977 | 12321.4807 | 12259.8733 | 12198.574 | 12137.5811 | 12076.8932 | 12016.5087
Overnight Capital Cost ($/kW) | Geothermal - NF EGS / Binary | Advanced | Overnight Capital Cost ($/kW) ¦ Geothermal - NF EGS / Binary ¦ Advanced | 32254.5571 | 29557.0363 | 26859.5154 | 24161.9946 | 21464.4738 | 18766.9529 | 16069.4321 | 13371.9112 | 10674.3904 | 7976.8696 | 5279.3487 | 5252.952 | 5226.6872 | 5200.5538 | 5174.551 | 5148.6783 | 5122.9349 | 5097.3202 | 5071.8336 | 5046.4744 | 5021.2421 | 4996.1358 | 4971.1552 | 4946.2994 | 4921.5679 | 4896.9601 | 4872.4753 | 4848.1129 | 4823.8723 | 4799.753 | 4775.7542
Overnight Capital Cost ($/kW) | Geothermal - NF EGS / Binary | Moderate | Overnight Capital Cost ($/kW) ¦ Geothermal - NF EGS / Binary ¦ Moderate | 32254.5571 | 31355.031 | 30455.5048 | 29555.9787 | 28656.4525 | 27756.9264 | 26857.4002 | 25957.874 | 25058.3479 | 24158.8217 | 23259.2956 | 23142.9991 | 23027.2841 | 22912.1477 | 22797.5869 | 22683.599 | 22570.181 | 22457.3301 | 22345.0435 | 22233.3182 | 22122.1517 | 22011.5409 | 21901.4832 | 21791.9758 | 21683.0159 | 21574.6008 | 21466.7278 | 21359.3942 | 21252.5972 | 21146.3342 | 21040.6025
Overnight Capital Cost ($/kW) | Geothermal - NF EGS / Binary | Conservative | Overnight Capital Cost ($/kW) ¦ Geothermal - NF EGS / Binary ¦ Conservative | 32254.5571 | 32093.2843 | 31932.8179 | 31773.1538 | 31614.2881 | 31456.2166 | 31298.9355 | 31142.4409 | 30986.7287 | 30831.795 | 30677.636 | 30524.2479 | 30371.6266 | 30219.7685 | 30068.6696 | 29918.3263 | 29768.7347 | 29619.891 | 29471.7915 | 29324.4326 | 29177.8104 | 29031.9214 | 28886.7618 | 28742.3279 | 28598.6163 | 28455.6232 | 28313.3451 | 28171.7784 | 28030.9195 | 27890.7649 | 27751.3111
Overnight Capital Cost ($/kW) | Geothermal - Deep EGS / Flash | Advanced | Overnight Capital Cost ($/kW) ¦ Geothermal - Deep EGS / Flash ¦ Advanced | 13966.4453 | 12864.4552 | 11762.4652 | 10660.4752 | 9558.4851 | 8456.4951 | 7354.5051 | 6252.515 | 5150.525 | 4048.535 | 2946.5449 | 2931.8122 | 2917.1531 | 2902.5674 | 2888.0545 | 2873.6143 | 2859.2462 | 2844.95 | 2830.7252 | 2816.5716 | 2802.4887 | 2788.4763 | 2774.5339 | 2760.6612 | 2746.8579 | 2733.1236 | 2719.458 | 2705.8607 | 2692.3314 | 2678.8698 | 2665.4754
Overnight Capital Cost ($/kW) | Geothermal - Deep EGS / Flash | Moderate | Overnight Capital Cost ($/kW) ¦ Geothermal - Deep EGS / Flash ¦ Moderate | 13966.4453 | 13436.9918 | 12907.5384 | 12378.0849 | 11848.6315 | 11319.1781 | 10789.7246 | 10260.2712 | 9730.8177 | 9201.3643 | 8671.9108 | 8628.5513 | 8585.4085 | 8542.4815 | 8499.7691 | 8457.2702 | 8414.9839 | 8372.909 | 8331.0444 | 8289.3892 | 8247.9422 | 8206.7025 | 8165.669 | 8124.8407 | 8084.2165 | 8043.7954 | 8003.5764 | 7963.5585 | 7923.7407 | 7884.122 | 7844.7014
Overnight Capital Cost ($/kW) | Geothermal - Deep EGS / Flash | Conservative | Overnight Capital Cost ($/kW) ¦ Geothermal - Deep EGS / Flash ¦ Conservative | 13966.4453 | 13896.6131 | 13827.13 | 13757.9943 | 13689.2044 | 13620.7583 | 13552.6546 | 13484.8913 | 13417.4668 | 13350.3795 | 13283.6276 | 13217.2095 | 13151.1234 | 13085.3678 | 13019.941 | 12954.8412 | 12890.067 | 12825.6167 | 12761.4886 | 12697.6812 | 12634.1928 | 12571.0218 | 12508.1667 | 12445.6259 | 12383.3977 | 12321.4807 | 12259.8733 | 12198.574 | 12137.5811 | 12076.8932 | 12016.5087
Overnight Capital Cost ($/kW) | Geothermal - Deep EGS / Binary | Advanced | Overnight Capital Cost ($/kW) ¦ Geothermal - Deep EGS / Binary ¦ Advanced | 32254.5571 | 29557.0363 | 26859.5154 | 24161.9946 | 21464.4738 | 18766.9529 | 16069.4321 | 13371.9112 | 10674.3904 | 7976.8696 | 5279.3487 | 5252.952 | 5226.6872 | 5200.5538 | 5174.551 | 5148.6783 | 5122.9349 | 5097.3202 | 5071.8336 | 5046.4744 | 5021.2421 | 4996.1358 | 4971.1552 | 4946.2994 | 4921.5679 | 4896.9601 | 4872.4753 | 4848.1129 | 4823.8723 | 4799.753 | 4775.7542
Overnight Capital Cost ($/kW) | Geothermal - Deep EGS / Binary | Moderate | Overnight Capital Cost ($/kW) ¦ Geothermal - Deep EGS / Binary ¦ Moderate | 32254.5571 | 31355.031 | 30455.5048 | 29555.9787 | 28656.4525 | 27756.9264 | 26857.4002 | 25957.874 | 25058.3479 | 24158.8217 | 23259.2956 | 23142.9991 | 23027.2841 | 22912.1477 | 22797.5869 | 22683.599 | 22570.181 | 22457.3301 | 22345.0435 | 22233.3182 | 22122.1517 | 22011.5409 | 21901.4832 | 21791.9758 | 21683.0159 | 21574.6008 | 21466.7278 | 21359.3942 | 21252.5972 | 21146.3342 | 21040.6025
Overnight Capital Cost ($/kW) | Geothermal - Deep EGS / Binary | Conservative | Overnight Capital Cost ($/kW) ¦ Geothermal - Deep EGS / Binary ¦ Conservative | 32254.5571 | 32093.2843 | 31932.8179 | 31773.1538 | 31614.2881 | 31456.2166 | 31298.9355 | 31142.4409 | 30986.7287 | 30831.795 | 30677.636 | 30524.2479 | 30371.6266 | 30219.7685 | 30068.6696 | 29918.3263 | 29768.7347 | 29619.891 | 29471.7915 | 29324.4326 | 29177.8104 | 29031.9214 | 28886.7618 | 28742.3279 | 28598.6163 | 28455.6232 | 28313.3451 | 28171.7784 | 28030.9195 | 27890.7649 | 27751.3111
Fixed Operation and Maintenance Expenses ($/kW-yr) | Geothermal - Hydro / Flash | Advanced | Fixed Operation and Maintenance Expenses ($/kW-yr) ¦ Geothermal - Hydro / Flash ¦ Advanced | 107.3894 | 106.4758 | 105.5623 | 104.6487 | 103.7351 | 102.8216 | 101.908 | 100.9945 | 100.0809 | 99.1674 | 98.2538 | 98.2538 | 98.2538 | 98.2538 | 98.2538 | 98.2538 | 98.2538 | 98.2538 | 98.2538 | 98.2538 | 98.2538 | 98.2538 | 98.2538 | 98.2538 | 98.2538 | 98.2538 | 98.2538 | 98.2538 | 98.2538 | 98.2538 | 98.2538
Fixed Operation and Maintenance Expenses ($/kW-yr) | Geothermal - Hydro / Flash | Moderate | Fixed Operation and Maintenance Expenses ($/kW-yr) ¦ Geothermal - Hydro / Flash ¦ Moderate | 107.3894 | 106.5829 | 105.7763 | 104.9698 | 104.1633 | 103.3568 | 102.5503 | 101.7438 | 100.9373 | 100.1307 | 99.3242 | 99.3242 | 99.3242 | 99.3242 | 99.3242 | 99.3242 | 99.3242 | 99.3242 | 99.3242 | 99.3242 | 99.3242 | 99.3242 | 99.3242 | 99.3242 | 99.3242 | 99.3242 | 99.3242 | 99.3242 | 99.3242 | 99.3242 | 99.3242
Fixed Operation and Maintenance Expenses ($/kW-yr) | Geothermal - Hydro / Flash | Conservative | Fixed Operation and Maintenance Expenses ($/kW-yr) ¦ Geothermal - Hydro / Flash ¦ Conservative | 107.3894 | 107.3894 | 107.3894 | 107.3894 | 107.3894 | 107.3894 | 107.3894 | 107.3894 | 107.3894 | 107.3894 | 107.3894 | 107.3894 | 107.3894 | 107.3894 | 107.3894 | 107.3894 | 107.3894 | 107.3894 | 107.3894 | 107.3894 | 107.3894 | 107.3894 | 107.3894 | 107.3894 | 107.3894 | 107.3894 | 107.3894 | 107.3894 | 107.3894 | 107.3894 | 107.3894
Fixed Operation and Maintenance Expenses ($/kW-yr) | Geothermal - Hydro / Binary | Advanced | Fixed Operation and Maintenance Expenses ($/kW-yr) ¦ Geothermal - Hydro / Binary ¦ Advanced | 141.3921 | 140.3862 | 139.3802 | 138.3743 | 137.3684 | 136.3624 | 135.3565 | 134.3505 | 133.3446 | 132.3386 | 131.3327 | 131.3327 | 131.3327 | 131.3327 | 131.3327 | 131.3327 | 131.3327 | 131.3327 | 131.3327 | 131.3327 | 131.3327 | 131.3327 | 131.3327 | 131.3327 | 131.3327 | 131.3327 | 131.3327 | 131.3327 | 131.3327 | 131.3327 | 131.3327
Fixed Operation and Maintenance Expenses ($/kW-yr) | Geothermal - Hydro / Binary | Moderate | Fixed Operation and Maintenance Expenses ($/kW-yr) ¦ Geothermal - Hydro / Binary ¦ Moderate | 141.3921 | 140.4271 | 139.462 | 138.497 | 137.5319 | 136.5669 | 135.6018 | 134.6368 | 133.6717 | 132.7067 | 131.7416 | 131.7416 | 131.7416 | 131.7416 | 131.7416 | 131.7416 | 131.7416 | 131.7416 | 131.7416 | 131.7416 | 131.7416 | 131.7416 | 131.7416 | 131.7416 | 131.7416 | 131.7416 | 131.7416 | 131.7416 | 131.7416 | 131.7416 | 131.7416
Fixed Operation and Maintenance Expenses ($/kW-yr) | Geothermal - Hydro / Binary | Conservative | Fixed Operation and Maintenance Expenses ($/kW-yr) ¦ Geothermal - Hydro / Binary ¦ Conservative | 141.3921 | 141.3921 | 141.3921 | 141.3921 | 141.3921 | 141.3921 | 141.3921 | 141.3921 | 141.3921 | 141.3921 | 141.3921 | 141.3921 | 141.3921 | 141.3921 | 141.3921 | 141.3921 | 141.3921 | 141.3921 | 141.3921 | 141.3921 | 141.3921 | 141.3921 | 141.3921 | 141.3921 | 141.3921 | 141.3921 | 141.3921 | 141.3921 | 141.3921 | 141.3921 | 141.3921
Fixed Operation and Maintenance Expenses ($/kW-yr) | Geothermal - NF EGS / Flash | Advanced | Fixed Operation and Maintenance Expenses ($/kW-yr) ¦ Geothermal - NF EGS / Flash ¦ Advanced | 207.7637 | 196.0875 | 184.4113 | 172.7351 | 161.0589 | 149.3827 | 137.7065 | 126.0303 | 114.3541 | 102.6779 | 91.0017 | 91.0017 | 91.0017 | 91.0017 | 91.0017 | 91.0017 | 91.0017 | 91.0017 | 91.0017 | 91.0017 | 91.0017 | 91.0017 | 91.0017 | 91.0017 | 91.0017 | 91.0017 | 91.0017 | 91.0017 | 91.0017 | 91.0017 | 91.0017
Fixed Operation and Maintenance Expenses ($/kW-yr) | Geothermal - NF EGS / Flash | Moderate | Fixed Operation and Maintenance Expenses ($/kW-yr) ¦ Geothermal - NF EGS / Flash ¦ Moderate | 207.7637 | 203.3266 | 198.8896 | 194.4526 | 190.0156 | 185.5786 | 181.1416 | 176.7046 | 172.2675 | 167.8305 | 163.3935 | 163.3935 | 163.3935 | 163.3935 | 163.3935 | 163.3935 | 163.3935 | 163.3935 | 163.3935 | 163.3935 | 163.3935 | 163.3935 | 163.3935 | 163.3935 | 163.3935 | 163.3935 | 163.3935 | 163.3935 | 163.3935 | 163.3935 | 163.3935
Fixed Operation and Maintenance Expenses ($/kW-yr) | Geothermal - NF EGS / Flash | Conservative | Fixed Operation and Maintenance Expenses ($/kW-yr) ¦ Geothermal - NF EGS / Flash ¦ Conservative | 207.7637 | 207.7637 | 207.7637 | 207.7637 | 207.7637 | 207.7637 | 207.7637 | 207.7637 | 207.7637 | 207.7637 | 207.7637 | 207.7637 | 207.7637 | 207.7637 | 207.7637 | 207.7637 | 207.7637 | 207.7637 | 207.7637 | 207.7637 | 207.7637 | 207.7637 | 207.7637 | 207.7637 | 207.7637 | 207.7637 | 207.7637 | 207.7637 | 207.7637 | 207.7637 | 207.7637
Fixed Operation and Maintenance Expenses ($/kW-yr) | Geothermal - NF EGS / Binary | Advanced | Fixed Operation and Maintenance Expenses ($/kW-yr) ¦ Geothermal - NF EGS / Binary ¦ Advanced | 535.6035 | 495.0835 | 454.5636 | 414.0436 | 373.5236 | 333.0037 | 292.4837 | 251.9637 | 211.4437 | 170.9238 | 130.4038 | 130.4038 | 130.4038 | 130.4038 | 130.4038 | 130.4038 | 130.4038 | 130.4038 | 130.4038 | 130.4038 | 130.4038 | 130.4038 | 130.4038 | 130.4038 | 130.4038 | 130.4038 | 130.4038 | 130.4038 | 130.4038 | 130.4038 | 130.4038
Fixed Operation and Maintenance Expenses ($/kW-yr) | Geothermal - NF EGS / Binary | Moderate | Fixed Operation and Maintenance Expenses ($/kW-yr) ¦ Geothermal - NF EGS / Binary ¦ Moderate | 535.6035 | 527.621 | 519.6385 | 511.656 | 503.6735 | 495.691 | 487.7085 | 479.726 | 471.7435 | 463.761 | 455.7785 | 455.7785 | 455.7785 | 455.7785 | 455.7785 | 455.7785 | 455.7785 | 455.7785 | 455.7785 | 455.7785 | 455.7785 | 455.7785 | 455.7785 | 455.7785 | 455.7785 | 455.7785 | 455.7785 | 455.7785 | 455.7785 | 455.7785 | 455.7785
Fixed Operation and Maintenance Expenses ($/kW-yr) | Geothermal - NF EGS / Binary | Conservative | Fixed Operation and Maintenance Expenses ($/kW-yr) ¦ Geothermal - NF EGS / Binary ¦ Conservative | 535.6035 | 535.6035 | 535.6035 | 535.6035 | 535.6035 | 535.6035 | 535.6035 | 535.6035 | 535.6035 | 535.6035 | 535.6035 | 535.6035 | 535.6035 | 535.6035 | 535.6035 | 535.6035 | 535.6035 | 535.6035 | 535.6035 | 535.6035 | 535.6035 | 535.6035 | 535.6035 | 535.6035 | 535.6035 | 535.6035 | 535.6035 | 535.6035 | 535.6035 | 535.6035 | 535.6035
Fixed Operation and Maintenance Expenses ($/kW-yr) | Geothermal - Deep EGS / Flash | Advanced | Fixed Operation and Maintenance Expenses ($/kW-yr) ¦ Geothermal - Deep EGS / Flash ¦ Advanced | 207.7637 | 196.0875 | 184.4113 | 172.7351 | 161.0589 | 149.3827 | 137.7065 | 126.0303 | 114.3541 | 102.6779 | 91.0017 | 91.0017 | 91.0017 | 91.0017 | 91.0017 | 91.0017 | 91.0017 | 91.0017 | 91.0017 | 91.0017 | 91.0017 | 91.0017 | 91.0017 | 91.0017 | 91.0017 | 91.0017 | 91.0017 | 91.0017 | 91.0017 | 91.0017 | 91.0017
Fixed Operation and Maintenance Expenses ($/kW-yr) | Geothermal - Deep EGS / Flash | Moderate | Fixed Operation and Maintenance Expenses ($/kW-yr) ¦ Geothermal - Deep EGS / Flash ¦ Moderate | 207.7637 | 203.3266 | 198.8896 | 194.4526 | 190.0156 | 185.5786 | 181.1416 | 176.7046 | 172.2675 | 167.8305 | 163.3935 | 163.3935 | 163.3935 | 163.3935 | 163.3935 | 163.3935 | 163.3935 | 163.3935 | 163.3935 | 163.3935 | 163.3935 | 163.3935 | 163.3935 | 163.3935 | 163.3935 | 163.3935 | 163.3935 | 163.3935 | 163.3935 | 163.3935 | 163.3935
Fixed Operation and Maintenance Expenses ($/kW-yr) | Geothermal - Deep EGS / Flash | Conservative | Fixed Operation and Maintenance Expenses ($/kW-yr) ¦ Geothermal - Deep EGS / Flash ¦ Conservative | 207.7637 | 207.7637 | 207.7637 | 207.7637 | 207.7637 | 207.7637 | 207.7637 | 207.7637 | 207.7637 | 207.7637 | 207.7637 | 207.7637 | 207.7637 | 207.7637 | 207.7637 | 207.7637 | 207.7637 | 207.7637 | 207.7637 | 207.7637 | 207.7637 | 207.7637 | 207.7637 | 207.7637 | 207.7637 | 207.7637 | 207.7637 | 207.7637 | 207.7637 | 207.7637 | 207.7637
Fixed Operation and Maintenance Expenses ($/kW-yr) | Geothermal - Deep EGS / Binary | Advanced | Fixed Operation and Maintenance Expenses ($/kW-yr) ¦ Geothermal - Deep EGS / Binary ¦ Advanced | 535.6035 | 495.0835 | 454.5636 | 414.0436 | 373.5236 | 333.0037 | 292.4837 | 251.9637 | 211.4437 | 170.9238 | 130.4038 | 130.4038 | 130.4038 | 130.4038 | 130.4038 | 130.4038 | 130.4038 | 130.4038 | 130.4038 | 130.4038 | 130.4038 | 130.4038 | 130.4038 | 130.4038 | 130.4038 | 130.4038 | 130.4038 | 130.4038 | 130.4038 | 130.4038 | 130.4038
Fixed Operation and Maintenance Expenses ($/kW-yr) | Geothermal - Deep EGS / Binary | Moderate | Fixed Operation and Maintenance Expenses ($/kW-yr) ¦ Geothermal - Deep EGS / Binary ¦ Moderate | 535.6035 | 527.621 | 519.6385 | 511.656 | 503.6735 | 495.691 | 487.7085 | 479.726 | 471.7435 | 463.761 | 455.7785 | 455.7785 | 455.7785 | 455.7785 | 455.7785 | 455.7785 | 455.7785 | 455.7785 | 455.7785 | 455.7785 | 455.7785 | 455.7785 | 455.7785 | 455.7785 | 455.7785 | 455.7785 | 455.7785 | 455.7785 | 455.7785 | 455.7785 | 455.7785
Fixed Operation and Maintenance Expenses ($/kW-yr) | Geothermal - Deep EGS / Binary | Conservative | Fixed Operation and Maintenance Expenses ($/kW-yr) ¦ Geothermal - Deep EGS / Binary ¦ Conservative | 535.6035 | 535.6035 | 535.6035 | 535.6035 | 535.6035 | 535.6035 | 535.6035 | 535.6035 | 535.6035 | 535.6035 | 535.6035 | 535.6035 | 535.6035 | 535.6035 | 535.6035 | 535.6035 | 535.6035 | 535.6035 | 535.6035 | 535.6035 | 535.6035 | 535.6035 | 535.6035 | 535.6035 | 535.6035 | 535.6035 | 535.6035 | 535.6035 | 535.6035 | 535.6035 | 535.6035
Variable Operation and Maintenance Expenses ($/MWh) | Geothermal - Hydro / Flash | Advanced | Variable Operation and Maintenance Expenses ($/MWh) ¦ Geothermal - Hydro / Flash ¦ Advanced | 0 | 0 | 0 | 0 | 0 | 0 | 0 | 0 | 0 | 0 | 0 | 0 | 0 | 0 | 0 | 0 | 0 | 0 | 0 | 0 | 0 | 0 | 0 | 0 | 0 | 0 | 0 | 0 | 0 | 0 | 0
Variable Operation and Maintenance Expenses ($/MWh) | Geothermal - Hydro / Flash | Moderate | Variable Operation and Maintenance Expenses ($/MWh) ¦ Geothermal - Hydro / Flash ¦ Moderate | 0 | 0 | 0 | 0 | 0 | 0 | 0 | 0 | 0 | 0 | 0 | 0 | 0 | 0 | 0 | 0 | 0 | 0 | 0 | 0 | 0 | 0 | 0 | 0 | 0 | 0 | 0 | 0 | 0 | 0 | 0
Variable Operation and Maintenance Expenses ($/MWh) | Geothermal - Hydro / Flash | Conservative | Variable Operation and Maintenance Expenses ($/MWh) ¦ Geothermal - Hydro / Flash ¦ Conservative | 0 | 0 | 0 | 0 | 0 | 0 | 0 | 0 | 0 | 0 | 0 | 0 | 0 | 0 | 0 | 0 | 0 | 0 | 0 | 0 | 0 | 0 | 0 | 0 | 0 | 0 | 0 | 0 | 0 | 0 | 0
Variable Operation and Maintenance Expenses ($/MWh) | Geothermal - Hydro / Binary | Advanced | Variable Operation and Maintenance Expenses ($/MWh) ¦ Geothermal - Hydro / Binary ¦ Advanced | 0 | 0 | 0 | 0 | 0 | 0 | 0 | 0 | 0 | 0 | 0 | 0 | 0 | 0 | 0 | 0 | 0 | 0 | 0 | 0 | 0 | 0 | 0 | 0 | 0 | 0 | 0 | 0 | 0 | 0 | 0
Variable Operation and Maintenance Expenses ($/MWh) | Geothermal - Hydro / Binary | Moderate | Variable Operation and Maintenance Expenses ($/MWh) ¦ Geothermal - Hydro / Binary ¦ Moderate | 0 | 0 | 0 | 0 | 0 | 0 | 0 | 0 | 0 | 0 | 0 | 0 | 0 | 0 | 0 | 0 | 0 | 0 | 0 | 0 | 0 | 0 | 0 | 0 | 0 | 0 | 0 | 0 | 0 | 0 | 0
Variable Operation and Maintenance Expenses ($/MWh) | Geothermal - Hydro / Binary | Conservative | Variable Operation and Maintenance Expenses ($/MWh) ¦ Geothermal - Hydro / Binary ¦ Conservative | 0 | 0 | 0 | 0 | 0 | 0 | 0 | 0 | 0 | 0 | 0 | 0 | 0 | 0 | 0 | 0 | 0 | 0 | 0 | 0 | 0 | 0 | 0 | 0 | 0 | 0 | 0 | 0 | 0 | 0 | 0
Variable Operation and Maintenance Expenses ($/MWh) | Geothermal - NF EGS / Flash | Advanced | Variable Operation and Maintenance Expenses ($/MWh) ¦ Geothermal - NF EGS / Flash ¦ Advanced | 0 | 0 | 0 | 0 | 0 | 0 | 0 | 0 | 0 | 0 | 0 | 0 | 0 | 0 | 0 | 0 | 0 | 0 | 0 | 0 | 0 | 0 | 0 | 0 | 0 | 0 | 0 | 0 | 0 | 0 | 0
Variable Operation and Maintenance Expenses ($/MWh) | Geothermal - NF EGS / Flash | Moderate | Variable Operation and Maintenance Expenses ($/MWh) ¦ Geothermal - NF EGS / Flash ¦ Moderate | 0 | 0 | 0 | 0 | 0 | 0 | 0 | 0 | 0 | 0 | 0 | 0 | 0 | 0 | 0 | 0 | 0 | 0 | 0 | 0 | 0 | 0 | 0 | 0 | 0 | 0 | 0 | 0 | 0 | 0 | 0
Variable Operation and Maintenance Expenses ($/MWh) | Geothermal - NF EGS / Flash | Conservative | Variable Operation and Maintenance Expenses ($/MWh) ¦ Geothermal - NF EGS / Flash ¦ Conservative | 0 | 0 | 0 | 0 | 0 | 0 | 0 | 0 | 0 | 0 | 0 | 0 | 0 | 0 | 0 | 0 | 0 | 0 | 0 | 0 | 0 | 0 | 0 | 0 | 0 | 0 | 0 | 0 | 0 | 0 | 0
Variable Operation and Maintenance Expenses ($/MWh) | Geothermal - NF EGS / Binary | Advanced | Variable Operation and Maintenance Expenses ($/MWh) ¦ Geothermal - NF EGS / Binary ¦ Advanced | 0 | 0 | 0 | 0 | 0 | 0 | 0 | 0 | 0 | 0 | 0 | 0 | 0 | 0 | 0 | 0 | 0 | 0 | 0 | 0 | 0 | 0 | 0 | 0 | 0 | 0 | 0 | 0 | 0 | 0 | 0
Variable Operation and Maintenance Expenses ($/MWh) | Geothermal - NF EGS / Binary | Moderate | Variable Operation and Maintenance Expenses ($/MWh) ¦ Geothermal - NF EGS / Binary ¦ Moderate | 0 | 0 | 0 | 0 | 0 | 0 | 0 | 0 | 0 | 0 | 0 | 0 | 0 | 0 | 0 | 0 | 0 | 0 | 0 | 0 | 0 | 0 | 0 | 0 | 0 | 0 | 0 | 0 | 0 | 0 | 0
Variable Operation and Maintenance Expenses ($/MWh) | Geothermal - NF EGS / Binary | Conservative | Variable Operation and Maintenance Expenses ($/MWh) ¦ Geothermal - NF EGS / Binary ¦ Conservative | 0 | 0 | 0 | 0 | 0 | 0 | 0 | 0 | 0 | 0 | 0 | 0 | 0 | 0 | 0 | 0 | 0 | 0 | 0 | 0 | 0 | 0 | 0 | 0 | 0 | 0 | 0 | 0 | 0 | 0 | 0
Variable Operation and Maintenance Expenses ($/MWh) | Geothermal - Deep EGS / Flash | Advanced | Variable Operation and Maintenance Expenses ($/MWh) ¦ Geothermal - Deep EGS / Flash ¦ Advanced | 0 | 0 | 0 | 0 | 0 | 0 | 0 | 0 | 0 | 0 | 0 | 0 | 0 | 0 | 0 | 0 | 0 | 0 | 0 | 0 | 0 | 0 | 0 | 0 | 0 | 0 | 0 | 0 | 0 | 0 | 0
Variable Operation and Maintenance Expenses ($/MWh) | Geothermal - Deep EGS / Flash | Moderate | Variable Operation and Maintenance Expenses ($/MWh) ¦ Geothermal - Deep EGS / Flash ¦ Moderate | 0 | 0 | 0 | 0 | 0 | 0 | 0 | 0 | 0 | 0 | 0 | 0 | 0 | 0 | 0 | 0 | 0 | 0 | 0 | 0 | 0 | 0 | 0 | 0 | 0 | 0 | 0 | 0 | 0 | 0 | 0
Variable Operation and Maintenance Expenses ($/MWh) | Geothermal - Deep EGS / Flash | Conservative | Variable Operation and Maintenance Expenses ($/MWh) ¦ Geothermal - Deep EGS / Flash ¦ Conservative | 0 | 0 | 0 | 0 | 0 | 0 | 0 | 0 | 0 | 0 | 0 | 0 | 0 | 0 | 0 | 0 | 0 | 0 | 0 | 0 | 0 | 0 | 0 | 0 | 0 | 0 | 0 | 0 | 0 | 0 | 0
Variable Operation and Maintenance Expenses ($/MWh) | Geothermal - Deep EGS / Binary | Advanced | Variable Operation and Maintenance Expenses ($/MWh) ¦ Geothermal - Deep EGS / Binary ¦ Advanced | 0 | 0 | 0 | 0 | 0 | 0 | 0 | 0 | 0 | 0 | 0 | 0 | 0 | 0 | 0 | 0 | 0 | 0 | 0 | 0 | 0 | 0 | 0 | 0 | 0 | 0 | 0 | 0 | 0 | 0 | 0
Variable Operation and Maintenance Expenses ($/MWh) | Geothermal - Deep EGS / Binary | Moderate | Variable Operation and Maintenance Expenses ($/MWh) ¦ Geothermal - Deep EGS / Binary ¦ Moderate | 0 | 0 | 0 | 0 | 0 | 0 | 0 | 0 | 0 | 0 | 0 | 0 | 0 | 0 | 0 | 0 | 0 | 0 | 0 | 0 | 0 | 0 | 0 | 0 | 0 | 0 | 0 | 0 | 0 | 0 | 0
Variable Operation and Maintenance Expenses ($/MWh) | Geothermal - Deep EGS / Binary | Conservative | Variable Operation and Maintenance Expenses ($/MWh) ¦ Geothermal - Deep EGS / Binary ¦ Conservative | 0 | 0 | 0 | 0 | 0 | 0 | 0 | 0 | 0 | 0 | 0 | 0 | 0 | 0 | 0 | 0 | 0 | 0 | 0 | 0 | 0 | 0 | 0 | 0 | 0 | 0 | 0 | 0 | 0 | 0 | 0
Grid Connection Costs (GCC) ($/kW) | Geothermal - Hydro / Flash | Advanced | Grid Connection Costs (GCC) ($/kW) ¦ Geothermal - Hydro / Flash ¦ Advanced | 0 | 0 | 0 | 0 | 0 | 0 | 0 | 0 | 0 | 0 | 0 | 0 | 0 | 0 | 0 | 0 | 0 | 0 | 0 | 0 | 0 | 0 | 0 | 0 | 0 | 0 | 0 | 0 | 0 | 0 | 0
Grid Connection Costs (GCC) ($/kW) | Geothermal - Hydro / Flash | Moderate | Grid Connection Costs (GCC) ($/kW) ¦ Geothermal - Hydro / Flash ¦ Moderate | 0 | 0 | 0 | 0 | 0 | 0 | 0 | 0 | 0 | 0 | 0 | 0 | 0 | 0 | 0 | 0 | 0 | 0 | 0 | 0 | 0 | 0 | 0 | 0 | 0 | 0 | 0 | 0 | 0 | 0 | 0
Grid Connection Costs (GCC) ($/kW) | Geothermal - Hydro / Flash | Conservative | Grid Connection Costs (GCC) ($/kW) ¦ Geothermal - Hydro / Flash ¦ Conservative | 0 | 0 | 0 | 0 | 0 | 0 | 0 | 0 | 0 | 0 | 0 | 0 | 0 | 0 | 0 | 0 | 0 | 0 | 0 | 0 | 0 | 0 | 0 | 0 | 0 | 0 | 0 | 0 | 0 | 0 | 0
Grid Connection Costs (GCC) ($/kW) | Geothermal - Hydro / Binary | Advanced | Grid Connection Costs (GCC) ($/kW) ¦ Geothermal - Hydro / Binary ¦ Advanced | 0 | 0 | 0 | 0 | 0 | 0 | 0 | 0 | 0 | 0 | 0 | 0 | 0 | 0 | 0 | 0 | 0 | 0 | 0 | 0 | 0 | 0 | 0 | 0 | 0 | 0 | 0 | 0 | 0 | 0 | 0
Grid Connection Costs (GCC) ($/kW) | Geothermal - Hydro / Binary | Moderate | Grid Connection Costs (GCC) ($/kW) ¦ Geothermal - Hydro / Binary ¦ Moderate | 0 | 0 | 0 | 0 | 0 | 0 | 0 | 0 | 0 | 0 | 0 | 0 | 0 | 0 | 0 | 0 | 0 | 0 | 0 | 0 | 0 | 0 | 0 | 0 | 0 | 0 | 0 | 0 | 0 | 0 | 0
Grid Connection Costs (GCC) ($/kW) | Geothermal - Hydro / Binary | Conservative | Grid Connection Costs (GCC) ($/kW) ¦ Geothermal - Hydro / Binary ¦ Conservative | 0 | 0 | 0 | 0 | 0 | 0 | 0 | 0 | 0 | 0 | 0 | 0 | 0 | 0 | 0 | 0 | 0 | 0 | 0 | 0 | 0 | 0 | 0 | 0 | 0 | 0 | 0 | 0 | 0 | 0 | 0
Grid Connection Costs (GCC) ($/kW) | Geothermal - NF EGS / Flash | Advanced | Grid Connection Costs (GCC) ($/kW) ¦ Geothermal - NF EGS / Flash ¦ Advanced | 0 | 0 | 0 | 0 | 0 | 0 | 0 | 0 | 0 | 0 | 0 | 0 | 0 | 0 | 0 | 0 | 0 | 0 | 0 | 0 | 0 | 0 | 0 | 0 | 0 | 0 | 0 | 0 | 0 | 0 | 0
Grid Connection Costs (GCC) ($/kW) | Geothermal - NF EGS / Flash | Moderate | Grid Connection Costs (GCC) ($/kW) ¦ Geothermal - NF EGS / Flash ¦ Moderate | 0 | 0 | 0 | 0 | 0 | 0 | 0 | 0 | 0 | 0 | 0 | 0 | 0 | 0 | 0 | 0 | 0 | 0 | 0 | 0 | 0 | 0 | 0 | 0 | 0 | 0 | 0 | 0 | 0 | 0 | 0
Grid Connection Costs (GCC) ($/kW) | Geothermal - NF EGS / Flash | Conservative | Grid Connection Costs (GCC) ($/kW) ¦ Geothermal - NF EGS / Flash ¦ Conservative | 0 | 0 | 0 | 0 | 0 | 0 | 0 | 0 | 0 | 0 | 0 | 0 | 0 | 0 | 0 | 0 | 0 | 0 | 0 | 0 | 0 | 0 | 0 | 0 | 0 | 0 | 0 | 0 | 0 | 0 | 0
Grid Connection Costs (GCC) ($/kW) | Geothermal - NF EGS / Binary | Advanced | Grid Connection Costs (GCC) ($/kW) ¦ Geothermal - NF EGS / Binary ¦ Advanced | 0 | 0 | 0 | 0 | 0 | 0 | 0 | 0 | 0 | 0 | 0 | 0 | 0 | 0 | 0 | 0 | 0 | 0 | 0 | 0 | 0 | 0 | 0 | 0 | 0 | 0 | 0 | 0 | 0 | 0 | 0
Grid Connection Costs (GCC) ($/kW) | Geothermal - NF EGS / Binary | Moderate | Grid Connection Costs (GCC) ($/kW) ¦ Geothermal - NF EGS / Binary ¦ Moderate | 0 | 0 | 0 | 0 | 0 | 0 | 0 | 0 | 0 | 0 | 0 | 0 | 0 | 0 | 0 | 0 | 0 | 0 | 0 | 0 | 0 | 0 | 0 | 0 | 0 | 0 | 0 | 0 | 0 | 0 | 0
Grid Connection Costs (GCC) ($/kW) | Geothermal - NF EGS / Binary | Conservative | Grid Connection Costs (GCC) ($/kW) ¦ Geothermal - NF EGS / Binary ¦ Conservative | 0 | 0 | 0 | 0 | 0 | 0 | 0 | 0 | 0 | 0 | 0 | 0 | 0 | 0 | 0 | 0 | 0 | 0 | 0 | 0 | 0 | 0 | 0 | 0 | 0 | 0 | 0 | 0 | 0 | 0 | 0
Grid Connection Costs (GCC) ($/kW) | Geothermal - Deep EGS / Flash | Advanced | Grid Connection Costs (GCC) ($/kW) ¦ Geothermal - Deep EGS / Flash ¦ Advanced | 0 | 0 | 0 | 0 | 0 | 0 | 0 | 0 | 0 | 0 | 0 | 0 | 0 | 0 | 0 | 0 | 0 | 0 | 0 | 0 | 0 | 0 | 0 | 0 | 0 | 0 | 0 | 0 | 0 | 0 | 0
Grid Connection Costs (GCC) ($/kW) | Geothermal - Deep EGS / Flash | Moderate | Grid Connection Costs (GCC) ($/kW) ¦ Geothermal - Deep EGS / Flash ¦ Moderate | 0 | 0 | 0 | 0 | 0 | 0 | 0 | 0 | 0 | 0 | 0 | 0 | 0 | 0 | 0 | 0 | 0 | 0 | 0 | 0 | 0 | 0 | 0 | 0 | 0 | 0 | 0 | 0 | 0 | 0 | 0
Grid Connection Costs (GCC) ($/kW) | Geothermal - Deep EGS / Flash | Conservative | Grid Connection Costs (GCC) ($/kW) ¦ Geothermal - Deep EGS / Flash ¦ Conservative | 0 | 0 | 0 | 0 | 0 | 0 | 0 | 0 | 0 | 0 | 0 | 0 | 0 | 0 | 0 | 0 | 0 | 0 | 0 | 0 | 0 | 0 | 0 | 0 | 0 | 0 | 0 | 0 | 0 | 0 | 0
Grid Connection Costs (GCC) ($/kW) | Geothermal - Deep EGS / Binary | Advanced | Grid Connection Costs (GCC) ($/kW) ¦ Geothermal - Deep EGS / Binary ¦ Advanced | 0 | 0 | 0 | 0 | 0 | 0 | 0 | 0 | 0 | 0 | 0 | 0 | 0 | 0 | 0 | 0 | 0 | 0 | 0 | 0 | 0 | 0 | 0 | 0 | 0 | 0 | 0 | 0 | 0 | 0 | 0
Grid Connection Costs (GCC) ($/kW) | Geothermal - Deep EGS / Binary | Moderate | Grid Connection Costs (GCC) ($/kW) ¦ Geothermal - Deep EGS / Binary ¦ Moderate | 0 | 0 | 0 | 0 | 0 | 0 | 0 | 0 | 0 | 0 | 0 | 0 | 0 | 0 | 0 | 0 | 0 | 0 | 0 | 0 | 0 | 0 | 0 | 0 | 0 | 0 | 0 | 0 | 0 | 0 | 0
Grid Connection Costs (GCC) ($/kW) | Geothermal - Deep EGS / Binary | Conservative | Grid Connection Costs (GCC) ($/kW) ¦ Geothermal - Deep EGS / Binary ¦ Conservative | 0 | 0 | 0 | 0 | 0 | 0 | 0 | 0 | 0 | 0 | 0 | 0 | 0 | 0 | 0 | 0 | 0 | 0 | 0 | 0 | 0 | 0 | 0 | 0 | 0 | 0 | 0 | 0 | 0 | 0 | 0
Levelized Cost of Energy ($/MWh) | Geothermal - Hydro / Flash | Advanced | Levelized Cost of Energy ($/MWh) ¦ Geothermal - Hydro / Flash ¦ Advanced | 47.3384 | 45.7234 | 44.1276 | 42.5508 | 40.9932 | 39.405 | 47.2293 | 46.3579 | 45.4689 | 44.563 | 43.6412 | 43.4853 | 43.3302 | 43.1759 | 43.0223 | 42.8695 | 42.7175 | 42.5662 | 42.4157 | 42.2659 | 42.1169 | 41.9686 | 41.8211 | 41.6743 | 41.5282 | 41.3829 | 41.2383 | 41.0944 | 40.9513 | 40.8088 | 40.6671
Levelized Cost of Energy ($/MWh) | Geothermal - Hydro / Flash | Moderate | Levelized Cost of Energy ($/MWh) ¦ Geothermal - Hydro / Flash ¦ Moderate | 47.3384 | 46.4663 | 45.5975 | 44.7318 | 43.8692 | 42.955 | 50.898 | 50.644 | 50.3721 | 50.0826 | 49.7753 | 49.5894 | 49.4044 | 49.2204 | 49.0373 | 48.8551 | 48.6738 | 48.4934 | 48.314 | 48.1354 | 47.9577 | 47.7809 | 47.605 | 47.43 | 47.2558 | 47.0825 | 46.9101 | 46.7385 | 46.5678 | 46.398 | 46.229
Levelized Cost of Energy ($/MWh) | Geothermal - Hydro / Flash | Conservative | Levelized Cost of Energy ($/MWh) ¦ Geothermal - Hydro / Flash ¦ Conservative | 47.3384 | 47.1544 | 46.9725 | 46.793 | 46.6157 | 46.3816 | 54.5476 | 54.9459 | 55.3388 | 55.726 | 56.1074 | 55.895 | 55.6836 | 55.4733 | 55.2641 | 55.0558 | 54.8487 | 54.6425 | 54.4374 | 54.2333 | 54.0303 | 53.8282 | 53.6272 | 53.4272 | 53.2281 | 53.0301 | 52.8331 | 52.637 | 52.4419 | 52.2478 | 52.0547
Levelized Cost of Energy ($/MWh) | Geothermal - Hydro / Binary | Advanced | Levelized Cost of Energy ($/MWh) ¦ Geothermal - Hydro / Binary ¦ Advanced | 74.8438 | 72.8095 | 70.7982 | 68.81 | 66.8449 | 64.8244 | 69.7979 | 68.7876 | 67.7532 | 66.6954 | 65.6154 | 65.381 | 65.1478 | 64.9158 | 64.6849 | 64.4552 | 64.2266 | 63.9992 | 63.7729 | 63.5477 | 63.3237 | 63.1008 | 62.879 | 62.6583 | 62.4387 | 62.2202 | 62.0028 | 61.7865 | 61.5713 | 61.3571 | 61.144
Levelized Cost of Energy ($/MWh) | Geothermal - Hydro / Binary | Moderate | Levelized Cost of Energy ($/MWh) ¦ Geothermal - Hydro / Binary ¦ Moderate | 74.8438 | 73.861 | 72.8821 | 71.9073 | 70.9366 | 69.884 | 75.0256 | 74.9078 | 74.7695 | 74.6107 | 74.4315 | 74.1533 | 73.8765 | 73.6011 | 73.3271 | 73.0545 | 72.7832 | 72.5133 | 72.2447 | 71.9775 | 71.7116 | 71.447 | 71.1838 | 70.9219 | 70.6612 | 70.4019 | 70.1439 | 69.8872 | 69.6317 | 69.3776 | 69.1247
Levelized Cost of Energy ($/MWh) | Geothermal - Hydro / Binary | Conservative | Levelized Cost of Energy ($/MWh) ¦ Geothermal - Hydro / Binary ¦ Conservative | 74.8438 | 74.5846 | 74.3287 | 74.0762 | 73.8271 | 73.4912 | 78.892 | 79.4636 | 80.0272 | 80.5827 | 81.13 | 80.8252 | 80.5219 | 80.2202 | 79.92 | 79.6213 | 79.324 | 79.0283 | 78.734 | 78.4412 | 78.1499 | 77.86 | 77.5716 | 77.2846 | 76.9991 | 76.715 | 76.4323 | 76.151 | 75.8711 | 75.5927 | 75.3156
Levelized Cost of Energy ($/MWh) | Geothermal - NF EGS / Flash | Advanced | Levelized Cost of Energy ($/MWh) ¦ Geothermal - NF EGS / Flash ¦ Advanced | 154.7178 | 140.9764 | 127.4044 | 114.0013 | 100.7666 | 87.586 | 79.7979 | 69.2603 | 58.6104 | 47.8561 | 37.0055 | 36.8781 | 36.7515 | 36.6254 | 36.5 | 36.3752 | 36.251 | 36.1275 | 36.0046 | 35.8823 | 35.7606 | 35.6395 | 35.519 | 35.3991 | 35.2798 | 35.1611 | 35.0431 | 34.9256 | 34.8086 | 34.6923 | 34.5766
Levelized Cost of Energy ($/MWh) | Geothermal - NF EGS / Flash | Moderate | Levelized Cost of Energy ($/MWh) ¦ Geothermal - NF EGS / Flash ¦ Moderate | 154.7178 | 148.2485 | 141.8205 | 135.4335 | 129.0872 | 122.6214 | 116.701 | 112.4021 | 108.0005 | 103.4981 | 98.8969 | 98.5061 | 98.1172 | 97.7302 | 97.3452 | 96.9621 | 96.5809 | 96.2016 | 95.8242 | 95.4487 | 95.0751 | 94.7034 | 94.3335 | 93.9654 | 93.5992 | 93.2348 | 92.8723 | 92.5116 | 92.1526 | 91.7955 | 91.4401
Levelized Cost of Energy ($/MWh) | Geothermal - NF EGS / Flash | Conservative | Levelized Cost of Energy ($/MWh) ¦ Geothermal - NF EGS / Flash ¦ Conservative | 154.7178 | 154.2452 | 153.7794 | 153.3206 | 152.8689 | 152.2244 | 147.9081 | 149.1353 | 150.3469 | 151.5424 | 152.7218 | 152.0899 | 151.4612 | 150.8357 | 150.2133 | 149.594 | 148.9778 | 148.3646 | 147.7546 | 147.1476 | 146.5436 | 145.9426 | 145.3447 | 144.7497 | 144.1577 | 143.5687 | 142.9826 | 142.3995 | 141.8192 | 141.2419 | 140.6675
Levelized Cost of Energy ($/MWh) | Geothermal - NF EGS / Binary | Advanced | Levelized Cost of Energy ($/MWh) ¦ Geothermal - NF EGS / Binary ¦ Advanced | 433.0771 | 393.7166 | 354.8229 | 316.3945 | 278.4298 | 240.6252 | 194.9523 | 164.1314 | 133.0065 | 101.5995 | 69.9326 | 69.676 | 69.4207 | 69.1666 | 68.9138 | 68.6623 | 68.412 | 68.163 | 67.9152 | 67.6687 | 67.4234 | 67.1793 | 66.9364 | 66.6948 | 66.4544 | 66.2151 | 65.9771 | 65.7402 | 65.5046 | 65.2701 | 65.0368
Levelized Cost of Energy ($/MWh) | Geothermal - NF EGS / Binary | Moderate | Levelized Cost of Energy ($/MWh) ¦ Geothermal - NF EGS / Binary ¦ Moderate | 433.0771 | 420.3159 | 407.6367 | 395.0391 | 382.5226 | 369.6242 | 332.0526 | 324.5794 | 316.8964 | 309.0069 | 300.9146 | 299.7352 | 298.5617 | 297.3941 | 296.2323 | 295.0763 | 293.9261 | 292.7816 | 291.6429 | 290.5099 | 289.3825 | 288.2608 | 287.1447 | 286.0341 | 284.9292 | 283.8297 | 282.7357 | 281.6472 | 280.5642 | 279.4865 | 278.4143
Levelized Cost of Energy ($/MWh) | Geothermal - NF EGS / Binary | Conservative | Levelized Cost of Energy ($/MWh) ¦ Geothermal - NF EGS / Binary ¦ Conservative | 433.0771 | 431.8668 | 430.6747 | 429.5013 | 428.3472 | 426.6727 | 392.2423 | 395.4307 | 398.5784 | 401.6846 | 404.7486 | 403.107 | 401.4736 | 399.8484 | 398.2313 | 396.6223 | 395.0213 | 393.4283 | 391.8433 | 390.2662 | 388.697 | 387.1357 | 385.5822 | 384.0364 | 382.4983 | 380.968 | 379.4453 | 377.9302 | 376.4227 | 374.9227 | 373.4302
Levelized Cost of Energy ($/MWh) | Geothermal - Deep EGS / Flash | Advanced | Levelized Cost of Energy ($/MWh) ¦ Geothermal - Deep EGS / Flash ¦ Advanced | 154.7178 | 140.9764 | 127.4044 | 114.0013 | 100.7666 | 87.586 | 79.7979 | 69.2603 | 58.6104 | 47.8561 | 37.0055 | 36.8781 | 36.7515 | 36.6254 | 36.5 | 36.3752 | 36.251 | 36.1275 | 36.0046 | 35.8823 | 35.7606 | 35.6395 | 35.519 | 35.3991 | 35.2798 | 35.1611 | 35.0431 | 34.9256 | 34.8086 | 34.6923 | 34.5766
Levelized Cost of Energy ($/MWh) | Geothermal - Deep EGS / Flash | Moderate | Levelized Cost of Energy ($/MWh) ¦ Geothermal - Deep EGS / Flash ¦ Moderate | 154.7178 | 148.2485 | 141.8205 | 135.4335 | 129.0872 | 122.6214 | 116.701 | 112.4021 | 108.0005 | 103.4981 | 98.8969 | 98.5061 | 98.1172 | 97.7302 | 97.3452 | 96.9621 | 96.5809 | 96.2016 | 95.8242 | 95.4487 | 95.0751 | 94.7034 | 94.3335 | 93.9654 | 93.5992 | 93.2348 | 92.8723 | 92.5116 | 92.1526 | 91.7955 | 91.4401
Levelized Cost of Energy ($/MWh) | Geothermal - Deep EGS / Flash | Conservative | Levelized Cost of Energy ($/MWh) ¦ Geothermal - Deep EGS / Flash ¦ Conservative | 154.7178 | 154.2452 | 153.7794 | 153.3206 | 152.8689 | 152.2244 | 147.9081 | 149.1353 | 150.3469 | 151.5424 | 152.7218 | 152.0899 | 151.4612 | 150.8357 | 150.2133 | 149.594 | 148.9778 | 148.3646 | 147.7546 | 147.1476 | 146.5436 | 145.9426 | 145.3447 | 144.7497 | 144.1577 | 143.5687 | 142.9826 | 142.3995 | 141.8192 | 141.2419 | 140.6675
Levelized Cost of Energy ($/MWh) | Geothermal - Deep EGS / Binary | Advanced | Levelized Cost of Energy ($/MWh) ¦ Geothermal - Deep EGS / Binary ¦ Advanced | 433.0771 | 393.7166 | 354.8229 | 316.3945 | 278.4298 | 240.6252 | 194.9523 | 164.1314 | 133.0065 | 101.5995 | 69.9326 | 69.676 | 69.4207 | 69.1666 | 68.9138 | 68.6623 | 68.412 | 68.163 | 67.9152 | 67.6687 | 67.4234 | 67.1793 | 66.9364 | 66.6948 | 66.4544 | 66.2151 | 65.9771 | 65.7402 | 65.5046 | 65.2701 | 65.0368
Levelized Cost of Energy ($/MWh) | Geothermal - Deep EGS / Binary | Moderate | Levelized Cost of Energy ($/MWh) ¦ Geothermal - Deep EGS / Binary ¦ Moderate | 433.0771 | 420.3159 | 407.6367 | 395.0391 | 382.5226 | 369.6242 | 332.0526 | 324.5794 | 316.8964 | 309.0069 | 300.9146 | 299.7352 | 298.5617 | 297.3941 | 296.2323 | 295.0763 | 293.9261 | 292.7816 | 291.6429 | 290.5099 | 289.3825 | 288.2608 | 287.1447 | 286.0341 | 284.9292 | 283.8297 | 282.7357 | 281.6472 | 280.5642 | 279.4865 | 278.4143
Levelized Cost of Energy ($/MWh) | Geothermal - Deep EGS / Binary | Conservative | Levelized Cost of Energy ($/MWh) ¦ Geothermal - Deep EGS / Binary ¦ Conservative | 433.0771 | 431.8668 | 430.6747 | 429.5013 | 428.3472 | 426.6727 | 392.2423 | 395.4307 | 398.5784 | 401.6846 | 404.7486 | 403.107 | 401.4736 | 399.8484 | 398.2313 | 396.6223 | 395.0213 | 393.4283 | 391.8433 | 390.2662 | 388.697 | 387.1357 | 385.5822 | 384.0364 | 382.4983 | 380.968 | 379.4453 | 377.9302 | 376.4227 | 374.9227 | 373.4302

## Nuclear
Key1 | Key2 | Key3 | KeyCombined | 2020 | 2021 | 2022 | 2023 | 2024 | 2025 | 2026 | 2027 | 2028 | 2029 | 2030 | 2031 | 2032 | 2033 | 2034 | 2035 | 2036 | 2037 | 2038 | 2039 | 2040 | 2041 | 2042 | 2043 | 2044 | 2045 | 2046 | 2047 | 2048 | 2049 | 2050
Assumptions | Inflation Rate | * | Assumptions ¦ Inflation Rate ¦ * | 0.025 | 0.025 | 0.025 | 0.025 | 0.025 | 0.025 | 0.025 | 0.025 | 0.025 | 0.025 | 0.025 | 0.025 | 0.025 | 0.025 | 0.025 | 0.025 | 0.025 | 0.025 | 0.025 | 0.025 | 0.025 | 0.025 | 0.025 | 0.025 | 0.025 | 0.025 | 0.025 | 0.025 | 0.025 | 0.025 | 0.025
Assumptions | Interest Rate Nominal | Advanced | Assumptions ¦ Interest Rate Nominal ¦ Advanced | 0.05 | 0.05 | 0.05 | 0.05 | 0.05 | 0.05 | 0.052 | 0.054 | 0.056 | 0.058 | 0.06 | 0.06 | 0.06 | 0.06 | 0.06 | 0.06 | 0.06 | 0.06 | 0.06 | 0.06 | 0.06 | 0.06 | 0.06 | 0.06 | 0.06 | 0.06 | 0.06 | 0.06 | 0.06 | 0.06 | 0.06
Assumptions | Interest Rate Nominal | Moderate | Assumptions ¦ Interest Rate Nominal ¦ Moderate | 0.05 | 0.05 | 0.05 | 0.05 | 0.05 | 0.05 | 0.052 | 0.054 | 0.056 | 0.058 | 0.06 | 0.06 | 0.06 | 0.06 | 0.06 | 0.06 | 0.06 | 0.06 | 0.06 | 0.06 | 0.06 | 0.06 | 0.06 | 0.06 | 0.06 | 0.06 | 0.06 | 0.06 | 0.06 | 0.06 | 0.06
Assumptions | Interest Rate Nominal | Conservative | Assumptions ¦ Interest Rate Nominal ¦ Conservative | 0.05 | 0.05 | 0.05 | 0.05 | 0.05 | 0.05 | 0.052 | 0.054 | 0.056 | 0.058 | 0.06 | 0.06 | 0.06 | 0.06 | 0.06 | 0.06 | 0.06 | 0.06 | 0.06 | 0.06 | 0.06 | 0.06 | 0.06 | 0.06 | 0.06 | 0.06 | 0.06 | 0.06 | 0.06 | 0.06 | 0.06
Assumptions | Calculated Interest Rate Real | Advanced | Assumptions ¦ Calculated Interest Rate Real ¦ Advanced | 0.02439 | 0.02439 | 0.02439 | 0.02439 | 0.02439 | 0.02439 | 0.026341 | 0.028293 | 0.030244 | 0.032195 | 0.034146 | 0.034146 | 0.034146 | 0.034146 | 0.034146 | 0.034146 | 0.034146 | 0.034146 | 0.034146 | 0.034146 | 0.034146 | 0.034146 | 0.034146 | 0.034146 | 0.034146 | 0.034146 | 0.034146 | 0.034146 | 0.034146 | 0.034146 | 0.034146
Assumptions | Calculated Interest Rate Real | Moderate | Assumptions ¦ Calculated Interest Rate Real ¦ Moderate | 0.02439 | 0.02439 | 0.02439 | 0.02439 | 0.02439 | 0.02439 | 0.026341 | 0.028293 | 0.030244 | 0.032195 | 0.034146 | 0.034146 | 0.034146 | 0.034146 | 0.034146 | 0.034146 | 0.034146 | 0.034146 | 0.034146 | 0.034146 | 0.034146 | 0.034146 | 0.034146 | 0.034146 | 0.034146 | 0.034146 | 0.034146 | 0.034146 | 0.034146 | 0.034146 | 0.034146
Assumptions | Calculated Interest Rate Real | Conservative | Assumptions ¦ Calculated Interest Rate Real ¦ Conservative | 0.02439 | 0.02439 | 0.02439 | 0.02439 | 0.02439 | 0.02439 | 0.026341 | 0.028293 | 0.030244 | 0.032195 | 0.034146 | 0.034146 | 0.034146 | 0.034146 | 0.034146 | 0.034146 | 0.034146 | 0.034146 | 0.034146 | 0.034146 | 0.034146 | 0.034146 | 0.034146 | 0.034146 | 0.034146 | 0.034146 | 0.034146 | 0.034146 | 0.034146 | 0.034146 | 0.034146
Assumptions | Interest During Construction - Nominal | * | Assumptions ¦ Interest During Construction - Nominal ¦ * | 0.035 | 0.035 | 0.035 | 0.035 | 0.035 | 0.035 | 0.037 | 0.039 | 0.041 | 0.043 | 0.045 | 0.045 | 0.045 | 0.045 | 0.045 | 0.045 | 0.045 | 0.045 | 0.045 | 0.045 | 0.045 | 0.045 | 0.045 | 0.045 | 0.045 | 0.045 | 0.045 | 0.045 | 0.045 | 0.045 | 0.045
Assumptions | Rate of Return on Equity Nominal | Advanced | Assumptions ¦ Rate of Return on Equity Nominal ¦ Advanced | 0.1 | 0.1 | 0.1 | 0.1 | 0.1 | 0.1 | 0.1 | 0.1 | 0.1 | 0.1 | 0.1 | 0.1 | 0.1 | 0.1 | 0.1 | 0.1 | 0.1 | 0.1 | 0.1 | 0.1 | 0.1 | 0.1 | 0.1 | 0.1 | 0.1 | 0.1 | 0.1 | 0.1 | 0.1 | 0.1 | 0.1
Assumptions | Rate of Return on Equity Nominal | Moderate | Assumptions ¦ Rate of Return on Equity Nominal ¦ Moderate | 0.1 | 0.1 | 0.1 | 0.1 | 0.1 | 0.1 | 0.1 | 0.1 | 0.1 | 0.1 | 0.1 | 0.1 | 0.1 | 0.1 | 0.1 | 0.1 | 0.1 | 0.1 | 0.1 | 0.1 | 0.1 | 0.1 | 0.1 | 0.1 | 0.1 | 0.1 | 0.1 | 0.1 | 0.1 | 0.1 | 0.1
Assumptions | Rate of Return on Equity Nominal | Conservative | Assumptions ¦ Rate of Return on Equity Nominal ¦ Conservative | 0.1 | 0.1 | 0.1 | 0.1 | 0.1 | 0.1 | 0.1 | 0.1 | 0.1 | 0.1 | 0.1 | 0.1 | 0.1 | 0.1 | 0.1 | 0.1 | 0.1 | 0.1 | 0.1 | 0.1 | 0.1 | 0.1 | 0.1 | 0.1 | 0.1 | 0.1 | 0.1 | 0.1 | 0.1 | 0.1 | 0.1
Assumptions | Calculated Rate of Return on Equity Real | Advanced | Assumptions ¦ Calculated Rate of Return on Equity Real ¦ Advanced | 0.073171 | 0.073171 | 0.073171 | 0.073171 | 0.073171 | 0.073171 | 0.073171 | 0.073171 | 0.073171 | 0.073171 | 0.073171 | 0.073171 | 0.073171 | 0.073171 | 0.073171 | 0.073171 | 0.073171 | 0.073171 | 0.073171 | 0.073171 | 0.073171 | 0.073171 | 0.073171 | 0.073171 | 0.073171 | 0.073171 | 0.073171 | 0.073171 | 0.073171 | 0.073171 | 0.073171
Assumptions | Calculated Rate of Return on Equity Real | Moderate | Assumptions ¦ Calculated Rate of Return on Equity Real ¦ Moderate | 0.073171 | 0.073171 | 0.073171 | 0.073171 | 0.073171 | 0.073171 | 0.073171 | 0.073171 | 0.073171 | 0.073171 | 0.073171 | 0.073171 | 0.073171 | 0.073171 | 0.073171 | 0.073171 | 0.073171 | 0.073171 | 0.073171 | 0.073171 | 0.073171 | 0.073171 | 0.073171 | 0.073171 | 0.073171 | 0.073171 | 0.073171 | 0.073171 | 0.073171 | 0.073171 | 0.073171
Assumptions | Calculated Rate of Return on Equity Real | Conservative | Assumptions ¦ Calculated Rate of Return on Equity Real ¦ Conservative | 0.073171 | 0.073171 | 0.073171 | 0.073171 | 0.073171 | 0.073171 | 0.073171 | 0.073171 | 0.073171 | 0.073171 | 0.073171 | 0.073171 | 0.073171 | 0.073171 | 0.073171 | 0.073171 | 0.073171 | 0.073171 | 0.073171 | 0.073171 | 0.073171 | 0.073171 | 0.073171 | 0.073171 | 0.073171 | 0.073171 | 0.073171 | 0.073171 | 0.073171 | 0.073171 | 0.073171
Assumptions | Debt Fraction | Advanced | Assumptions ¦ Debt Fraction ¦ Advanced | 0.67 | 0.67 | 0.67 | 0.67 | 0.67 | 0.67 | 0.68299 | 0.69598 | 0.70896 | 0.72195 | 0.73494 | 0.73494 | 0.73494 | 0.73494 | 0.73494 | 0.73494 | 0.73494 | 0.73494 | 0.73494 | 0.73494 | 0.73494 | 0.73494 | 0.73494 | 0.73494 | 0.73494 | 0.73494 | 0.73494 | 0.73494 | 0.73494 | 0.73494 | 0.73494
Assumptions | Debt Fraction | Moderate | Assumptions ¦ Debt Fraction ¦ Moderate | 0.67 | 0.67 | 0.67 | 0.67 | 0.67 | 0.67 | 0.68299 | 0.69598 | 0.70896 | 0.72195 | 0.73494 | 0.73494 | 0.73494 | 0.73494 | 0.73494 | 0.73494 | 0.73494 | 0.73494 | 0.73494 | 0.73494 | 0.73494 | 0.73494 | 0.73494 | 0.73494 | 0.73494 | 0.73494 | 0.73494 | 0.73494 | 0.73494 | 0.73494 | 0.73494
Assumptions | Debt Fraction | Conservative | Assumptions ¦ Debt Fraction ¦ Conservative | 0.67 | 0.67 | 0.67 | 0.67 | 0.67 | 0.67 | 0.68299 | 0.69598 | 0.70896 | 0.72195 | 0.73494 | 0.73494 | 0.73494 | 0.73494 | 0.73494 | 0.73494 | 0.73494 | 0.73494 | 0.73494 | 0.73494 | 0.73494 | 0.73494 | 0.73494 | 0.73494 | 0.73494 | 0.73494 | 0.73494 | 0.73494 | 0.73494 | 0.73494 | 0.73494
Assumptions | Tax Rate (Federal and State) | * | Assumptions ¦ Tax Rate (Federal and State) ¦ * | 0.2574 | 0.2574 | 0.2574 | 0.2574 | 0.2574 | 0.2574 | 0.2574 | 0.2574 | 0.2574 | 0.2574 | 0.2574 | 0.2574 | 0.2574 | 0.2574 | 0.2574 | 0.2574 | 0.2574 | 0.2574 | 0.2574 | 0.2574 | 0.2574 | 0.2574 | 0.2574 | 0.2574 | 0.2574 | 0.2574 | 0.2574 | 0.2574 | 0.2574 | 0.2574 | 0.2574
Assumptions | WACC Nominal | Advanced | Assumptions ¦ WACC Nominal ¦ Advanced | 0.057877 | 0.057877 | 0.057877 | 0.057877 | 0.057877 | 0.057877 | 0.058075 | 0.058311 | 0.058586 | 0.0589 | 0.059252 | 0.059252 | 0.059252 | 0.059252 | 0.059252 | 0.059252 | 0.059252 | 0.059252 | 0.059252 | 0.059252 | 0.059252 | 0.059252 | 0.059252 | 0.059252 | 0.059252 | 0.059252 | 0.059252 | 0.059252 | 0.059252 | 0.059252 | 0.059252
Assumptions | WACC Nominal | Moderate | Assumptions ¦ WACC Nominal ¦ Moderate | 0.057877 | 0.057877 | 0.057877 | 0.057877 | 0.057877 | 0.057877 | 0.058075 | 0.058311 | 0.058586 | 0.0589 | 0.059252 | 0.059252 | 0.059252 | 0.059252 | 0.059252 | 0.059252 | 0.059252 | 0.059252 | 0.059252 | 0.059252 | 0.059252 | 0.059252 | 0.059252 | 0.059252 | 0.059252 | 0.059252 | 0.059252 | 0.059252 | 0.059252 | 0.059252 | 0.059252
Assumptions | WACC Nominal | Conservative | Assumptions ¦ WACC Nominal ¦ Conservative | 0.057877 | 0.057877 | 0.057877 | 0.057877 | 0.057877 | 0.057877 | 0.058075 | 0.058311 | 0.058586 | 0.0589 | 0.059252 | 0.059252 | 0.059252 | 0.059252 | 0.059252 | 0.059252 | 0.059252 | 0.059252 | 0.059252 | 0.059252 | 0.059252 | 0.059252 | 0.059252 | 0.059252 | 0.059252 | 0.059252 | 0.059252 | 0.059252 | 0.059252 | 0.059252 | 0.059252
Assumptions | WACC Real | Advanced | Assumptions ¦ WACC Real ¦ Advanced | 0.032075 | 0.032075 | 0.032075 | 0.032075 | 0.032075 | 0.032075 | 0.032268 | 0.032499 | 0.032767 | 0.033073 | 0.033417 | 0.033417 | 0.033417 | 0.033417 | 0.033417 | 0.033417 | 0.033417 | 0.033417 | 0.033417 | 0.033417 | 0.033417 | 0.033417 | 0.033417 | 0.033417 | 0.033417 | 0.033417 | 0.033417 | 0.033417 | 0.033417 | 0.033417 | 0.033417
Assumptions | WACC Real | Moderate | Assumptions ¦ WACC Real ¦ Moderate | 0.032075 | 0.032075 | 0.032075 | 0.032075 | 0.032075 | 0.032075 | 0.032268 | 0.032499 | 0.032767 | 0.033073 | 0.033417 | 0.033417 | 0.033417 | 0.033417 | 0.033417 | 0.033417 | 0.033417 | 0.033417 | 0.033417 | 0.033417 | 0.033417 | 0.033417 | 0.033417 | 0.033417 | 0.033417 | 0.033417 | 0.033417 | 0.033417 | 0.033417 | 0.033417 | 0.033417
Assumptions | WACC Real | Conservative | Assumptions ¦ WACC Real ¦ Conservative | 0.032075 | 0.032075 | 0.032075 | 0.032075 | 0.032075 | 0.032075 | 0.032268 | 0.032499 | 0.032767 | 0.033073 | 0.033417 | 0.033417 | 0.033417 | 0.033417 | 0.033417 | 0.033417 | 0.033417 | 0.033417 | 0.033417 | 0.033417 | 0.033417 | 0.033417 | 0.033417 | 0.033417 | 0.033417 | 0.033417 | 0.033417 | 0.033417 | 0.033417 | 0.033417 | 0.033417
Assumptions | Capital Recovery Factor (CRF) Nominal | Advanced | Assumptions ¦ Capital Recovery Factor (CRF) Nominal ¦ Advanced | 0.059926 | 0.059926 | 0.059926 | 0.059926 | 0.059926 | 0.059926 | 0.060107 | 0.060324 | 0.060576 | 0.060864 | 0.061187 | 0.061187 | 0.061187 | 0.061187 | 0.061187 | 0.061187 | 0.061187 | 0.061187 | 0.061187 | 0.061187 | 0.061187 | 0.061187 | 0.061187 | 0.061187 | 0.061187 | 0.061187 | 0.061187 | 0.061187 | 0.061187 | 0.061187 | 0.061187
Assumptions | Capital Recovery Factor (CRF) Nominal | Moderate | Assumptions ¦ Capital Recovery Factor (CRF) Nominal ¦ Moderate | 0.059926 | 0.059926 | 0.059926 | 0.059926 | 0.059926 | 0.059926 | 0.060107 | 0.060324 | 0.060576 | 0.060864 | 0.061187 | 0.061187 | 0.061187 | 0.061187 | 0.061187 | 0.061187 | 0.061187 | 0.061187 | 0.061187 | 0.061187 | 0.061187 | 0.061187 | 0.061187 | 0.061187 | 0.061187 | 0.061187 | 0.061187 | 0.061187 | 0.061187 | 0.061187 | 0.061187
Assumptions | Capital Recovery Factor (CRF) Nominal | Conservative | Assumptions ¦ Capital Recovery Factor (CRF) Nominal ¦ Conservative | 0.059926 | 0.059926 | 0.059926 | 0.059926 | 0.059926 | 0.059926 | 0.060107 | 0.060324 | 0.060576 | 0.060864 | 0.061187 | 0.061187 | 0.061187 | 0.061187 | 0.061187 | 0.061187 | 0.061187 | 0.061187 | 0.061187 | 0.061187 | 0.061187 | 0.061187 | 0.061187 | 0.061187 | 0.061187 | 0.061187 | 0.061187 | 0.061187 | 0.061187 | 0.061187 | 0.061187
Assumptions | Capital Recovery Factor (CRF) Real | Advanced | Assumptions ¦ Capital Recovery Factor (CRF) Real ¦ Advanced | 0.037754 | 0.037754 | 0.037754 | 0.037754 | 0.037754 | 0.037754 | 0.037907 | 0.038089 | 0.038302 | 0.038544 | 0.038818 | 0.038818 | 0.038818 | 0.038818 | 0.038818 | 0.038818 | 0.038818 | 0.038818 | 0.038818 | 0.038818 | 0.038818 | 0.038818 | 0.038818 | 0.038818 | 0.038818 | 0.038818 | 0.038818 | 0.038818 | 0.038818 | 0.038818 | 0.038818
Assumptions | Capital Recovery Factor (CRF) Real | Moderate | Assumptions ¦ Capital Recovery Factor (CRF) Real ¦ Moderate | 0.037754 | 0.037754 | 0.037754 | 0.037754 | 0.037754 | 0.037754 | 0.037907 | 0.038089 | 0.038302 | 0.038544 | 0.038818 | 0.038818 | 0.038818 | 0.038818 | 0.038818 | 0.038818 | 0.038818 | 0.038818 | 0.038818 | 0.038818 | 0.038818 | 0.038818 | 0.038818 | 0.038818 | 0.038818 | 0.038818 | 0.038818 | 0.038818 | 0.038818 | 0.038818 | 0.038818
Assumptions | Capital Recovery Factor (CRF) Real | Conservative | Assumptions ¦ Capital Recovery Factor (CRF) Real ¦ Conservative | 0.037754 | 0.037754 | 0.037754 | 0.037754 | 0.037754 | 0.037754 | 0.037907 | 0.038089 | 0.038302 | 0.038544 | 0.038818 | 0.038818 | 0.038818 | 0.038818 | 0.038818 | 0.038818 | 0.038818 | 0.038818 | 0.038818 | 0.038818 | 0.038818 | 0.038818 | 0.038818 | 0.038818 | 0.038818 | 0.038818 | 0.038818 | 0.038818 | 0.038818 | 0.038818 | 0.038818
Net Capacity Factor (%) | Nuclear - AP1000 | Moderate | Net Capacity Factor (%) ¦ Nuclear - AP1000 ¦ Moderate | 0.937 | 0.937 | 0.937 | 0.937 | 0.937 | 0.937 | 0.937 | 0.937 | 0.937 | 0.937 | 0.937 | 0.937 | 0.937 | 0.937 | 0.937 | 0.937 | 0.937 | 0.937 | 0.937 | 0.937 | 0.937 | 0.937 | 0.937 | 0.937 | 0.937 | 0.937 | 0.937 | 0.937 | 0.937 | 0.937 | 0.937
Net Capacity Factor (%) | Nuclear - Small Modular Reactor | Moderate | Net Capacity Factor (%) ¦ Nuclear - Small Modular Reactor ¦ Moderate | 0.937 | 0.937 | 0.937 | 0.937 | 0.937 | 0.937 | 0.937 | 0.937 | 0.937 | 0.937 | 0.937 | 0.937 | 0.937 | 0.937 | 0.937 | 0.937 | 0.937 | 0.937 | 0.937 | 0.937 | 0.937 | 0.937 | 0.937 | 0.937 | 0.937 | 0.937 | 0.937 | 0.937 | 0.937 | 0.937 | 0.937
Annual Energy Production (kWh/kW) | Nuclear - AP1000 | Moderate | Annual Energy Production (kWh/kW) ¦ Nuclear - AP1000 ¦ Moderate | 8208.12 | 8208.12 | 8208.12 | 8208.12 | 8208.12 | 8208.12 | 8208.12 | 8208.12 | 8208.12 | 8208.12 | 8208.12 | 8208.12 | 8208.12 | 8208.12 | 8208.12 | 8208.12 | 8208.12 | 8208.12 | 8208.12 | 8208.12 | 8208.12 | 8208.12 | 8208.12 | 8208.12 | 8208.12 | 8208.12 | 8208.12 | 8208.12 | 8208.12 | 8208.12 | 8208.12
Annual Energy Production (kWh/kW) | Nuclear - Small Modular Reactor | Moderate | Annual Energy Production (kWh/kW) ¦ Nuclear - Small Modular Reactor ¦ Moderate | 8208.12 | 8208.12 | 8208.12 | 8208.12 | 8208.12 | 8208.12 | 8208.12 | 8208.12 | 8208.12 | 8208.12 | 8208.12 | 8208.12 | 8208.12 | 8208.12 | 8208.12 | 8208.12 | 8208.12 | 8208.12 | 8208.12 | 8208.12 | 8208.12 | 8208.12 | 8208.12 | 8208.12 | 8208.12 | 8208.12 | 8208.12 | 8208.12 | 8208.12 | 8208.12 | 8208.12
Heat Rate (MMBtu/MWh) | Nuclear - AP1000 | Moderate | Heat Rate (MMBtu/MWh) ¦ Nuclear - AP1000 ¦ Moderate | 10.443 | 10.443 | 10.443 | 10.443 | 10.443 | 10.443 | 10.443 | 10.443 | 10.443 | 10.443 | 10.443 | 10.443 | 10.443 | 10.443 | 10.443 | 10.443 | 10.443 | 10.443 | 10.443 | 10.443 | 10.443 | 10.443 | 10.443 | 10.443 | 10.443 | 10.443 | 10.443 | 10.443 | 10.443 | 10.443 | 10.443
Heat Rate (MMBtu/MWh) | Nuclear - Small Modular Reactor | Moderate | Heat Rate (MMBtu/MWh) ¦ Nuclear - Small Modular Reactor ¦ Moderate | 10.443 | 10.443 | 10.443 | 10.443 | 10.443 | 10.443 | 10.443 | 10.443 | 10.443 | 10.443 | 10.443 | 10.443 | 10.443 | 10.443 | 10.443 | 10.443 | 10.443 | 10.443 | 10.443 | 10.443 | 10.443 | 10.443 | 10.443 | 10.443 | 10.443 | 10.443 | 10.443 | 10.443 | 10.443 | 10.443 | 10.443
CAPEX ($/kW) | Nuclear - AP1000 | Moderate | CAPEX ($/kW) ¦ Nuclear - AP1000 ¦ Moderate | 7441.5227 | 7395.0169 | 7348.5112 | 7302.0054 | 7086.43 | 7040.4893 | 7026.1232 | 7011.5097 | 6996.6516 | 6981.542 | 6966.179 | 6919.1873 | 6872.1955 | 6825.209 | 6778.2136 | 6731.2243 | 6684.2337 | 6637.2468 | 6590.2558 | 6543.2665 | 6496.2773 | 6449.2827 | 6402.2916 | 6355.3014 | 6308.3115 | 6261.3265 | 6214.3358 | 6167.3457 | 6120.3518 | 6073.3618 | 6026.372
CAPEX ($/kW) | Nuclear - Small Modular Reactor | Moderate | CAPEX ($/kW) ¦ Nuclear - Small Modular Reactor ¦ Moderate | 7988.9511 | 7939.0234 | 7889.0957 | 7839.1681 | 7789.2325 | 7739.3026 | 7724.0842 | 7708.5985 | 7692.8495 | 7676.829 | 7660.5361 | 7609.463 | 7558.392 | 7507.3251 | 7456.2486 | 7405.1793 | 7354.1083 | 7303.0415 | 7251.9702 | 7200.9002 | 7149.8319 | 7098.7561 | 7047.6857 | 6996.6151 | 6945.5444 | 6894.4801 | 6843.4088 | 6792.3384 | 6741.2643 | 6690.194 | 6639.1239
Construction Financing Cost ($/kW) | Nuclear - AP1000 | Moderate | Construction Financing Cost ($/kW) ¦ Nuclear - AP1000 ¦ Moderate | 1098.7049 | 1091.8386 | 1084.9722 | 1078.1059 | 1046.2772 | 1039.4943 | 1064.2846 | 1088.8302 | 1113.1294 | 1137.1787 | 1160.9757 | 1153.1441 | 1145.3125 | 1137.4818 | 1129.6496 | 1121.8184 | 1113.987 | 1106.1562 | 1098.3247 | 1090.4935 | 1082.6624 | 1074.8303 | 1066.9988 | 1059.1675 | 1051.3362 | 1043.5057 | 1035.6743 | 1027.843 | 1020.011 | 1012.1797 | 1004.3485
Construction Financing Cost ($/kW) | Nuclear - Small Modular Reactor | Moderate | Construction Financing Cost ($/kW) ¦ Nuclear - Small Modular Reactor ¦ Moderate | 1179.5301 | 1172.1585 | 1164.7869 | 1157.4153 | 1150.0426 | 1142.6707 | 1170.0085 | 1197.0825 | 1223.8907 | 1250.4295 | 1276.6965 | 1268.1847 | 1259.6732 | 1251.1625 | 1242.6501 | 1234.139 | 1225.6275 | 1217.1168 | 1208.6053 | 1200.094 | 1191.5831 | 1183.0708 | 1174.5595 | 1166.0481 | 1157.5367 | 1149.0264 | 1140.5149 | 1132.0036 | 1123.4916 | 1114.9803 | 1106.469
Overnight Capital Cost ($/kW) | Nuclear - AP1000 | Moderate | Overnight Capital Cost ($/kW) ¦ Nuclear - AP1000 ¦ Moderate | 6342.8178 | 6303.1784 | 6263.539 | 6223.8996 | 6040.1528 | 6000.995 | 5961.8386 | 5922.6794 | 5883.5222 | 5844.3633 | 5805.2033 | 5766.0432 | 5726.883 | 5687.7272 | 5648.5641 | 5609.4059 | 5570.2467 | 5531.0906 | 5491.9311 | 5452.7729 | 5413.6149 | 5374.4524 | 5335.2927 | 5296.1339 | 5256.9753 | 5217.8208 | 5178.6615 | 5139.5027 | 5100.3407 | 5061.182 | 5022.0235
Overnight Capital Cost ($/kW) | Nuclear - Small Modular Reactor | Moderate | Overnight Capital Cost ($/kW) ¦ Nuclear - Small Modular Reactor ¦ Moderate | 6809.421 | 6766.8649 | 6724.3088 | 6681.7527 | 6639.1899 | 6596.6319 | 6554.0757 | 6511.516 | 6468.9589 | 6426.3995 | 6383.8397 | 6341.2783 | 6298.7187 | 6256.1627 | 6213.5985 | 6171.0404 | 6128.4808 | 6085.9247 | 6043.3649 | 6000.8061 | 5958.2488 | 5915.6852 | 5873.1262 | 5830.567 | 5788.0077 | 5745.4537 | 5702.8938 | 5660.3348 | 5617.7727 | 5575.2137 | 5532.6548
Fixed Operation and Maintenance Expenses ($/kW-yr) | Nuclear - AP1000 | Moderate | Fixed Operation and Maintenance Expenses ($/kW-yr) ¦ Nuclear - AP1000 ¦ Moderate | 145.96 | 145.96 | 145.96 | 145.96 | 145.96 | 145.96 | 145.96 | 145.96 | 145.96 | 145.96 | 145.96 | 145.96 | 145.96 | 145.96 | 145.96 | 145.96 | 145.96 | 145.96 | 145.96 | 145.96 | 145.96 | 145.96 | 145.96 | 145.96 | 145.96 | 145.96 | 145.96 | 145.96 | 145.96 | 145.96 | 145.96
Fixed Operation and Maintenance Expenses ($/kW-yr) | Nuclear - Small Modular Reactor | Moderate | Fixed Operation and Maintenance Expenses ($/kW-yr) ¦ Nuclear - Small Modular Reactor ¦ Moderate | 114 | 114 | 114 | 114 | 114 | 114 | 114 | 114 | 114 | 114 | 114 | 114 | 114 | 114 | 114 | 114 | 114 | 114 | 114 | 114 | 114 | 114 | 114 | 114 | 114 | 114 | 114 | 114 | 114 | 114 | 114
Variable Operation and Maintenance Expenses ($/MWh) | Nuclear - AP1000 | Moderate | Variable Operation and Maintenance Expenses ($/MWh) ¦ Nuclear - AP1000 ¦ Moderate | 2.84 | 2.84 | 2.84 | 2.84 | 2.84 | 2.84 | 2.84 | 2.84 | 2.84 | 2.84 | 2.84 | 2.84 | 2.84 | 2.84 | 2.84 | 2.84 | 2.84 | 2.84 | 2.84 | 2.84 | 2.84 | 2.84 | 2.84 | 2.84 | 2.84 | 2.84 | 2.84 | 2.84 | 2.84 | 2.84 | 2.84
Variable Operation and Maintenance Expenses ($/MWh) | Nuclear - Small Modular Reactor | Moderate | Variable Operation and Maintenance Expenses ($/MWh) ¦ Nuclear - Small Modular Reactor ¦ Moderate | 3.6 | 3.6 | 3.6 | 3.6 | 3.6 | 3.6 | 3.6 | 3.6 | 3.6 | 3.6 | 3.6 | 3.6 | 3.6 | 3.6 | 3.6 | 3.6 | 3.6 | 3.6 | 3.6 | 3.6 | 3.6 | 3.6 | 3.6 | 3.6 | 3.6 | 3.6 | 3.6 | 3.6 | 3.6 | 3.6 | 3.6
Fuel Costs ($/MMBtu) | Nuclear - AP1000 | Moderate | Fuel Costs ($/MMBtu) ¦ Nuclear - AP1000 ¦ Moderate | 0.68449 | 0.68449 | 0.68549 | 0.6875 | 0.6885 | 0.69051 | 0.69151 | 0.69351 | 0.69451 | 0.69652 | 0.69852 | 0.69953 | 0.70153 | 0.70353 | 0.70454 | 0.70654 | 0.70855 | 0.70955 | 0.71155 | 0.71356 | 0.71556 | 0.71756 | 0.71957 | 0.72157 | 0.72358 | 0.72558 | 0.72759 | 0.72959 | 0.7316 | 0.7336 | 0.7356
Fuel Costs ($/MMBtu) | Nuclear - Small Modular Reactor | Moderate | Fuel Costs ($/MMBtu) ¦ Nuclear - Small Modular Reactor ¦ Moderate | 0.68449 | 0.68449 | 0.68549 | 0.6875 | 0.6885 | 0.69051 | 0.69151 | 0.69351 | 0.69451 | 0.69652 | 0.69852 | 0.69953 | 0.70153 | 0.70353 | 0.70454 | 0.70654 | 0.70855 | 0.70955 | 0.71155 | 0.71356 | 0.71556 | 0.71756 | 0.71957 | 0.72157 | 0.72358 | 0.72558 | 0.72759 | 0.72959 | 0.7316 | 0.7336 | 0.7356
Fuel Costs ($/MWh) | Nuclear - AP1000 | Moderate | Fuel Costs ($/MWh) ¦ Nuclear - AP1000 ¦ Moderate | 7.1482 | 7.1482 | 7.1586 | 7.1796 | 7.19 | 7.2109 | 7.2214 | 7.2423 | 7.2528 | 7.2737 | 7.2947 | 7.3051 | 7.3261 | 7.347 | 7.3575 | 7.3784 | 7.3993 | 7.4098 | 7.4307 | 7.4517 | 7.4726 | 7.4935 | 7.5145 | 7.5354 | 7.5563 | 7.5773 | 7.5982 | 7.6191 | 7.64 | 7.661 | 7.6819
Fuel Costs ($/MWh) | Nuclear - Small Modular Reactor | Moderate | Fuel Costs ($/MWh) ¦ Nuclear - Small Modular Reactor ¦ Moderate | 7.1482 | 7.1482 | 7.1586 | 7.1796 | 7.19 | 7.2109 | 7.2214 | 7.2423 | 7.2528 | 7.2737 | 7.2947 | 7.3051 | 7.3261 | 7.347 | 7.3575 | 7.3784 | 7.3993 | 7.4098 | 7.4307 | 7.4517 | 7.4726 | 7.4935 | 7.5145 | 7.5354 | 7.5563 | 7.5773 | 7.5982 | 7.6191 | 7.64 | 7.661 | 7.6819
Grid Connection Costs (GCC) ($/kW) | Nuclear - AP1000 | Moderate | Grid Connection Costs (GCC) ($/kW) ¦ Nuclear - AP1000 ¦ Moderate | 0 | 0 | 0 | 0 | 0 | 0 | 0 | 0 | 0 | 0 | 0 | 0 | 0 | 0 | 0 | 0 | 0 | 0 | 0 | 0 | 0 | 0 | 0 | 0 | 0 | 0 | 0 | 0 | 0 | 0 | 0
Grid Connection Costs (GCC) ($/kW) | Nuclear - Small Modular Reactor | Moderate | Grid Connection Costs (GCC) ($/kW) ¦ Nuclear - Small Modular Reactor ¦ Moderate | 0 | 0 | 0 | 0 | 0 | 0 | 0 | 0 | 0 | 0 | 0 | 0 | 0 | 0 | 0 | 0 | 0 | 0 | 0 | 0 | 0 | 0 | 0 | 0 | 0 | 0 | 0 | 0 | 0 | 0 | 0
Levelized Cost of Energy ($/MWh) | Nuclear - AP1000 | Moderate | Levelized Cost of Energy ($/MWh) ¦ Nuclear - AP1000 ¦ Moderate | 65.9877 | 65.7488 | 65.5205 | 65.3025 | 64.2059 | 63.9909 | 64.0825 | 64.2133 | 64.3622 | 64.5502 | 64.7668 | 64.5287 | 64.301 | 64.0734 | 63.8353 | 63.6076 | 63.38 | 63.1419 | 62.9143 | 62.6866 | 62.459 | 62.2314 | 62.0037 | 61.7761 | 61.5484 | 61.3208 | 61.0932 | 60.8656 | 60.6379 | 60.4103 | 60.1826
Levelized Cost of Energy ($/MWh) | Nuclear - Small Modular Reactor | Moderate | Levelized Cost of Energy ($/MWh) ¦ Nuclear - Small Modular Reactor ¦ Moderate | 65.6654 | 65.409 | 65.163 | 64.9275 | 64.6815 | 64.446 | 64.5487 | 64.6933 | 64.8591 | 65.0668 | 65.3061 | 65.0464 | 64.7972 | 64.548 | 64.2882 | 64.039 | 63.7898 | 63.5301 | 63.2809 | 63.0317 | 62.7825 | 62.5332 | 62.284 | 62.0348 | 61.7856 | 61.5364 | 61.2872 | 61.0379 | 60.7887 | 60.5395 | 60.2903

## Biopower
Key1 | Key2 | Key3 | KeyCombined | 2020 | 2021 | 2022 | 2023 | 2024 | 2025 | 2026 | 2027 | 2028 | 2029 | 2030 | 2031 | 2032 | 2033 | 2034 | 2035 | 2036 | 2037 | 2038 | 2039 | 2040 | 2041 | 2042 | 2043 | 2044 | 2045 | 2046 | 2047 | 2048 | 2049 | 2050
Assumptions | Inflation Rate | * | Assumptions ¦ Inflation Rate ¦ * | 0.025 | 0.025 | 0.025 | 0.025 | 0.025 | 0.025 | 0.025 | 0.025 | 0.025 | 0.025 | 0.025 | 0.025 | 0.025 | 0.025 | 0.025 | 0.025 | 0.025 | 0.025 | 0.025 | 0.025 | 0.025 | 0.025 | 0.025 | 0.025 | 0.025 | 0.025 | 0.025 | 0.025 | 0.025 | 0.025 | 0.025
Assumptions | Interest Rate Nominal | Advanced | Assumptions ¦ Interest Rate Nominal ¦ Advanced | 0.05 | 0.05 | 0.05 | 0.05 | 0.05 | 0.05 | 0.052 | 0.054 | 0.056 | 0.058 | 0.06 | 0.06 | 0.06 | 0.06 | 0.06 | 0.06 | 0.06 | 0.06 | 0.06 | 0.06 | 0.06 | 0.06 | 0.06 | 0.06 | 0.06 | 0.06 | 0.06 | 0.06 | 0.06 | 0.06 | 0.06
Assumptions | Interest Rate Nominal | Moderate | Assumptions ¦ Interest Rate Nominal ¦ Moderate | 0.05 | 0.05 | 0.05 | 0.05 | 0.05 | 0.05 | 0.052 | 0.054 | 0.056 | 0.058 | 0.06 | 0.06 | 0.06 | 0.06 | 0.06 | 0.06 | 0.06 | 0.06 | 0.06 | 0.06 | 0.06 | 0.06 | 0.06 | 0.06 | 0.06 | 0.06 | 0.06 | 0.06 | 0.06 | 0.06 | 0.06
Assumptions | Interest Rate Nominal | Conservative | Assumptions ¦ Interest Rate Nominal ¦ Conservative | 0.05 | 0.05 | 0.05 | 0.05 | 0.05 | 0.05 | 0.052 | 0.054 | 0.056 | 0.058 | 0.06 | 0.06 | 0.06 | 0.06 | 0.06 | 0.06 | 0.06 | 0.06 | 0.06 | 0.06 | 0.06 | 0.06 | 0.06 | 0.06 | 0.06 | 0.06 | 0.06 | 0.06 | 0.06 | 0.06 | 0.06
Assumptions | Calculated Interest Rate Real | Advanced | Assumptions ¦ Calculated Interest Rate Real ¦ Advanced | 0.02439 | 0.02439 | 0.02439 | 0.02439 | 0.02439 | 0.02439 | 0.026341 | 0.028293 | 0.030244 | 0.032195 | 0.034146 | 0.034146 | 0.034146 | 0.034146 | 0.034146 | 0.034146 | 0.034146 | 0.034146 | 0.034146 | 0.034146 | 0.034146 | 0.034146 | 0.034146 | 0.034146 | 0.034146 | 0.034146 | 0.034146 | 0.034146 | 0.034146 | 0.034146 | 0.034146
Assumptions | Calculated Interest Rate Real | Moderate | Assumptions ¦ Calculated Interest Rate Real ¦ Moderate | 0.02439 | 0.02439 | 0.02439 | 0.02439 | 0.02439 | 0.02439 | 0.026341 | 0.028293 | 0.030244 | 0.032195 | 0.034146 | 0.034146 | 0.034146 | 0.034146 | 0.034146 | 0.034146 | 0.034146 | 0.034146 | 0.034146 | 0.034146 | 0.034146 | 0.034146 | 0.034146 | 0.034146 | 0.034146 | 0.034146 | 0.034146 | 0.034146 | 0.034146 | 0.034146 | 0.034146
Assumptions | Calculated Interest Rate Real | Conservative | Assumptions ¦ Calculated Interest Rate Real ¦ Conservative | 0.02439 | 0.02439 | 0.02439 | 0.02439 | 0.02439 | 0.02439 | 0.026341 | 0.028293 | 0.030244 | 0.032195 | 0.034146 | 0.034146 | 0.034146 | 0.034146 | 0.034146 | 0.034146 | 0.034146 | 0.034146 | 0.034146 | 0.034146 | 0.034146 | 0.034146 | 0.034146 | 0.034146 | 0.034146 | 0.034146 | 0.034146 | 0.034146 | 0.034146 | 0.034146 | 0.034146
Assumptions | Interest During Construction - Nominal | * | Assumptions ¦ Interest During Construction - Nominal ¦ * | 0.035 | 0.035 | 0.035 | 0.035 | 0.035 | 0.035 | 0.037 | 0.039 | 0.041 | 0.043 | 0.045 | 0.045 | 0.045 | 0.045 | 0.045 | 0.045 | 0.045 | 0.045 | 0.045 | 0.045 | 0.045 | 0.045 | 0.045 | 0.045 | 0.045 | 0.045 | 0.045 | 0.045 | 0.045 | 0.045 | 0.045
Assumptions | Rate of Return on Equity Nominal | Advanced | Assumptions ¦ Rate of Return on Equity Nominal ¦ Advanced | 0.1 | 0.1 | 0.1 | 0.1 | 0.1 | 0.1 | 0.1 | 0.1 | 0.1 | 0.1 | 0.1 | 0.1 | 0.1 | 0.1 | 0.1 | 0.1 | 0.1 | 0.1 | 0.1 | 0.1 | 0.1 | 0.1 | 0.1 | 0.1 | 0.1 | 0.1 | 0.1 | 0.1 | 0.1 | 0.1 | 0.1
Assumptions | Rate of Return on Equity Nominal | Moderate | Assumptions ¦ Rate of Return on Equity Nominal ¦ Moderate | 0.1 | 0.1 | 0.1 | 0.1 | 0.1 | 0.1 | 0.1 | 0.1 | 0.1 | 0.1 | 0.1 | 0.1 | 0.1 | 0.1 | 0.1 | 0.1 | 0.1 | 0.1 | 0.1 | 0.1 | 0.1 | 0.1 | 0.1 | 0.1 | 0.1 | 0.1 | 0.1 | 0.1 | 0.1 | 0.1 | 0.1
Assumptions | Rate of Return on Equity Nominal | Conservative | Assumptions ¦ Rate of Return on Equity Nominal ¦ Conservative | 0.1 | 0.1 | 0.1 | 0.1 | 0.1 | 0.1 | 0.1 | 0.1 | 0.1 | 0.1 | 0.1 | 0.1 | 0.1 | 0.1 | 0.1 | 0.1 | 0.1 | 0.1 | 0.1 | 0.1 | 0.1 | 0.1 | 0.1 | 0.1 | 0.1 | 0.1 | 0.1 | 0.1 | 0.1 | 0.1 | 0.1
Assumptions | Calculated Rate of Return on Equity Real | Advanced | Assumptions ¦ Calculated Rate of Return on Equity Real ¦ Advanced | 0.073171 | 0.073171 | 0.073171 | 0.073171 | 0.073171 | 0.073171 | 0.073171 | 0.073171 | 0.073171 | 0.073171 | 0.073171 | 0.073171 | 0.073171 | 0.073171 | 0.073171 | 0.073171 | 0.073171 | 0.073171 | 0.073171 | 0.073171 | 0.073171 | 0.073171 | 0.073171 | 0.073171 | 0.073171 | 0.073171 | 0.073171 | 0.073171 | 0.073171 | 0.073171 | 0.073171
Assumptions | Calculated Rate of Return on Equity Real | Moderate | Assumptions ¦ Calculated Rate of Return on Equity Real ¦ Moderate | 0.073171 | 0.073171 | 0.073171 | 0.073171 | 0.073171 | 0.073171 | 0.073171 | 0.073171 | 0.073171 | 0.073171 | 0.073171 | 0.073171 | 0.073171 | 0.073171 | 0.073171 | 0.073171 | 0.073171 | 0.073171 | 0.073171 | 0.073171 | 0.073171 | 0.073171 | 0.073171 | 0.073171 | 0.073171 | 0.073171 | 0.073171 | 0.073171 | 0.073171 | 0.073171 | 0.073171
Assumptions | Calculated Rate of Return on Equity Real | Conservative | Assumptions ¦ Calculated Rate of Return on Equity Real ¦ Conservative | 0.073171 | 0.073171 | 0.073171 | 0.073171 | 0.073171 | 0.073171 | 0.073171 | 0.073171 | 0.073171 | 0.073171 | 0.073171 | 0.073171 | 0.073171 | 0.073171 | 0.073171 | 0.073171 | 0.073171 | 0.073171 | 0.073171 | 0.073171 | 0.073171 | 0.073171 | 0.073171 | 0.073171 | 0.073171 | 0.073171 | 0.073171 | 0.073171 | 0.073171 | 0.073171 | 0.073171
Assumptions | Debt Fraction | Advanced | Assumptions ¦ Debt Fraction ¦ Advanced | 0.67 | 0.67 | 0.67 | 0.67 | 0.67 | 0.67 | 0.68299 | 0.69598 | 0.70896 | 0.72195 | 0.73494 | 0.73494 | 0.73494 | 0.73494 | 0.73494 | 0.73494 | 0.73494 | 0.73494 | 0.73494 | 0.73494 | 0.73494 | 0.73494 | 0.73494 | 0.73494 | 0.73494 | 0.73494 | 0.73494 | 0.73494 | 0.73494 | 0.73494 | 0.73494
Assumptions | Debt Fraction | Moderate | Assumptions ¦ Debt Fraction ¦ Moderate | 0.67 | 0.67 | 0.67 | 0.67 | 0.67 | 0.67 | 0.68299 | 0.69598 | 0.70896 | 0.72195 | 0.73494 | 0.73494 | 0.73494 | 0.73494 | 0.73494 | 0.73494 | 0.73494 | 0.73494 | 0.73494 | 0.73494 | 0.73494 | 0.73494 | 0.73494 | 0.73494 | 0.73494 | 0.73494 | 0.73494 | 0.73494 | 0.73494 | 0.73494 | 0.73494
Assumptions | Debt Fraction | Conservative | Assumptions ¦ Debt Fraction ¦ Conservative | 0.67 | 0.67 | 0.67 | 0.67 | 0.67 | 0.67 | 0.68299 | 0.69598 | 0.70896 | 0.72195 | 0.73494 | 0.73494 | 0.73494 | 0.73494 | 0.73494 | 0.73494 | 0.73494 | 0.73494 | 0.73494 | 0.73494 | 0.73494 | 0.73494 | 0.73494 | 0.73494 | 0.73494 | 0.73494 | 0.73494 | 0.73494 | 0.73494 | 0.73494 | 0.73494
Assumptions | Tax Rate (Federal and State) | * | Assumptions ¦ Tax Rate (Federal and State) ¦ * | 0.2574 | 0.2574 | 0.2574 | 0.2574 | 0.2574 | 0.2574 | 0.2574 | 0.2574 | 0.2574 | 0.2574 | 0.2574 | 0.2574 | 0.2574 | 0.2574 | 0.2574 | 0.2574 | 0.2574 | 0.2574 | 0.2574 | 0.2574 | 0.2574 | 0.2574 | 0.2574 | 0.2574 | 0.2574 | 0.2574 | 0.2574 | 0.2574 | 0.2574 | 0.2574 | 0.2574
Assumptions | WACC Nominal | Advanced | Assumptions ¦ WACC Nominal ¦ Advanced | 0.057877 | 0.057877 | 0.057877 | 0.057877 | 0.057877 | 0.057877 | 0.058075 | 0.058311 | 0.058586 | 0.0589 | 0.059252 | 0.059252 | 0.059252 | 0.059252 | 0.059252 | 0.059252 | 0.059252 | 0.059252 | 0.059252 | 0.059252 | 0.059252 | 0.059252 | 0.059252 | 0.059252 | 0.059252 | 0.059252 | 0.059252 | 0.059252 | 0.059252 | 0.059252 | 0.059252
Assumptions | WACC Nominal | Moderate | Assumptions ¦ WACC Nominal ¦ Moderate | 0.057877 | 0.057877 | 0.057877 | 0.057877 | 0.057877 | 0.057877 | 0.058075 | 0.058311 | 0.058586 | 0.0589 | 0.059252 | 0.059252 | 0.059252 | 0.059252 | 0.059252 | 0.059252 | 0.059252 | 0.059252 | 0.059252 | 0.059252 | 0.059252 | 0.059252 | 0.059252 | 0.059252 | 0.059252 | 0.059252 | 0.059252 | 0.059252 | 0.059252 | 0.059252 | 0.059252
Assumptions | WACC Nominal | Conservative | Assumptions ¦ WACC Nominal ¦ Conservative | 0.057877 | 0.057877 | 0.057877 | 0.057877 | 0.057877 | 0.057877 | 0.058075 | 0.058311 | 0.058586 | 0.0589 | 0.059252 | 0.059252 | 0.059252 | 0.059252 | 0.059252 | 0.059252 | 0.059252 | 0.059252 | 0.059252 | 0.059252 | 0.059252 | 0.059252 | 0.059252 | 0.059252 | 0.059252 | 0.059252 | 0.059252 | 0.059252 | 0.059252 | 0.059252 | 0.059252
Assumptions | WACC Real | Advanced | Assumptions ¦ WACC Real ¦ Advanced | 0.032075 | 0.032075 | 0.032075 | 0.032075 | 0.032075 | 0.032075 | 0.032268 | 0.032499 | 0.032767 | 0.033073 | 0.033417 | 0.033417 | 0.033417 | 0.033417 | 0.033417 | 0.033417 | 0.033417 | 0.033417 | 0.033417 | 0.033417 | 0.033417 | 0.033417 | 0.033417 | 0.033417 | 0.033417 | 0.033417 | 0.033417 | 0.033417 | 0.033417 | 0.033417 | 0.033417
Assumptions | WACC Real | Moderate | Assumptions ¦ WACC Real ¦ Moderate | 0.032075 | 0.032075 | 0.032075 | 0.032075 | 0.032075 | 0.032075 | 0.032268 | 0.032499 | 0.032767 | 0.033073 | 0.033417 | 0.033417 | 0.033417 | 0.033417 | 0.033417 | 0.033417 | 0.033417 | 0.033417 | 0.033417 | 0.033417 | 0.033417 | 0.033417 | 0.033417 | 0.033417 | 0.033417 | 0.033417 | 0.033417 | 0.033417 | 0.033417 | 0.033417 | 0.033417
Assumptions | WACC Real | Conservative | Assumptions ¦ WACC Real ¦ Conservative | 0.032075 | 0.032075 | 0.032075 | 0.032075 | 0.032075 | 0.032075 | 0.032268 | 0.032499 | 0.032767 | 0.033073 | 0.033417 | 0.033417 | 0.033417 | 0.033417 | 0.033417 | 0.033417 | 0.033417 | 0.033417 | 0.033417 | 0.033417 | 0.033417 | 0.033417 | 0.033417 | 0.033417 | 0.033417 | 0.033417 | 0.033417 | 0.033417 | 0.033417 | 0.033417 | 0.033417
Assumptions | Capital Recovery Factor (CRF) Nominal | Advanced | Assumptions ¦ Capital Recovery Factor (CRF) Nominal ¦ Advanced | 0.062876 | 0.062876 | 0.062876 | 0.062876 | 0.062876 | 0.062876 | 0.063046 | 0.063248 | 0.063484 | 0.063753 | 0.064056 | 0.064056 | 0.064056 | 0.064056 | 0.064056 | 0.064056 | 0.064056 | 0.064056 | 0.064056 | 0.064056 | 0.064056 | 0.064056 | 0.064056 | 0.064056 | 0.064056 | 0.064056 | 0.064056 | 0.064056 | 0.064056 | 0.064056 | 0.064056
Assumptions | Capital Recovery Factor (CRF) Nominal | Moderate | Assumptions ¦ Capital Recovery Factor (CRF) Nominal ¦ Moderate | 0.062876 | 0.062876 | 0.062876 | 0.062876 | 0.062876 | 0.062876 | 0.063046 | 0.063248 | 0.063484 | 0.063753 | 0.064056 | 0.064056 | 0.064056 | 0.064056 | 0.064056 | 0.064056 | 0.064056 | 0.064056 | 0.064056 | 0.064056 | 0.064056 | 0.064056 | 0.064056 | 0.064056 | 0.064056 | 0.064056 | 0.064056 | 0.064056 | 0.064056 | 0.064056 | 0.064056
Assumptions | Capital Recovery Factor (CRF) Nominal | Conservative | Assumptions ¦ Capital Recovery Factor (CRF) Nominal ¦ Conservative | 0.062876 | 0.062876 | 0.062876 | 0.062876 | 0.062876 | 0.062876 | 0.063046 | 0.063248 | 0.063484 | 0.063753 | 0.064056 | 0.064056 | 0.064056 | 0.064056 | 0.064056 | 0.064056 | 0.064056 | 0.064056 | 0.064056 | 0.064056 | 0.064056 | 0.064056 | 0.064056 | 0.064056 | 0.064056 | 0.064056 | 0.064056 | 0.064056 | 0.064056 | 0.064056 | 0.064056
Assumptions | Capital Recovery Factor (CRF) Real | Advanced | Assumptions ¦ Capital Recovery Factor (CRF) Real ¦ Advanced | 0.04229 | 0.04229 | 0.04229 | 0.04229 | 0.04229 | 0.04229 | 0.042431 | 0.0426 | 0.042797 | 0.043023 | 0.043276 | 0.043276 | 0.043276 | 0.043276 | 0.043276 | 0.043276 | 0.043276 | 0.043276 | 0.043276 | 0.043276 | 0.043276 | 0.043276 | 0.043276 | 0.043276 | 0.043276 | 0.043276 | 0.043276 | 0.043276 | 0.043276 | 0.043276 | 0.043276
Assumptions | Capital Recovery Factor (CRF) Real | Moderate | Assumptions ¦ Capital Recovery Factor (CRF) Real ¦ Moderate | 0.04229 | 0.04229 | 0.04229 | 0.04229 | 0.04229 | 0.04229 | 0.042431 | 0.0426 | 0.042797 | 0.043023 | 0.043276 | 0.043276 | 0.043276 | 0.043276 | 0.043276 | 0.043276 | 0.043276 | 0.043276 | 0.043276 | 0.043276 | 0.043276 | 0.043276 | 0.043276 | 0.043276 | 0.043276 | 0.043276 | 0.043276 | 0.043276 | 0.043276 | 0.043276 | 0.043276
Assumptions | Capital Recovery Factor (CRF) Real | Conservative | Assumptions ¦ Capital Recovery Factor (CRF) Real ¦ Conservative | 0.04229 | 0.04229 | 0.04229 | 0.04229 | 0.04229 | 0.04229 | 0.042431 | 0.0426 | 0.042797 | 0.043023 | 0.043276 | 0.043276 | 0.043276 | 0.043276 | 0.043276 | 0.043276 | 0.043276 | 0.043276 | 0.043276 | 0.043276 | 0.043276 | 0.043276 | 0.043276 | 0.043276 | 0.043276 | 0.043276 | 0.043276 | 0.043276 | 0.043276 | 0.043276 | 0.043276
Net Capacity Factor (%) | Biopower - Dedicated | Advanced | Net Capacity Factor (%) ¦ Biopower - Dedicated ¦ Advanced | 0.635 | 0.635 | 0.635 | 0.635 | 0.635 | 0.635 | 0.635 | 0.635 | 0.635 | 0.635 | 0.635 | 0.635 | 0.635 | 0.635 | 0.635 | 0.635 | 0.635 | 0.635 | 0.635 | 0.635 | 0.635 | 0.635 | 0.635 | 0.635 | 0.635 | 0.635 | 0.635 | 0.635 | 0.635 | 0.635 | 0.635
Net Capacity Factor (%) | Biopower - Dedicated | Moderate | Net Capacity Factor (%) ¦ Biopower - Dedicated ¦ Moderate | 0.635 | 0.635 | 0.635 | 0.635 | 0.635 | 0.635 | 0.635 | 0.635 | 0.635 | 0.635 | 0.635 | 0.635 | 0.635 | 0.635 | 0.635 | 0.635 | 0.635 | 0.635 | 0.635 | 0.635 | 0.635 | 0.635 | 0.635 | 0.635 | 0.635 | 0.635 | 0.635 | 0.635 | 0.635 | 0.635 | 0.635
Net Capacity Factor (%) | Biopower - Dedicated | Conservative | Net Capacity Factor (%) ¦ Biopower - Dedicated ¦ Conservative | 0.635 | 0.635 | 0.635 | 0.635 | 0.635 | 0.635 | 0.635 | 0.635 | 0.635 | 0.635 | 0.635 | 0.635 | 0.635 | 0.635 | 0.635 | 0.635 | 0.635 | 0.635 | 0.635 | 0.635 | 0.635 | 0.635 | 0.635 | 0.635 | 0.635 | 0.635 | 0.635 | 0.635 | 0.635 | 0.635 | 0.635
Annual Energy Production (kWh/kW) | Biopower - Dedicated | Advanced | Annual Energy Production (kWh/kW) ¦ Biopower - Dedicated ¦ Advanced | 5562.6 | 5562.6 | 5562.6 | 5562.6 | 5562.6 | 5562.6 | 5562.6 | 5562.6 | 5562.6 | 5562.6 | 5562.6 | 5562.6 | 5562.6 | 5562.6 | 5562.6 | 5562.6 | 5562.6 | 5562.6 | 5562.6 | 5562.6 | 5562.6 | 5562.6 | 5562.6 | 5562.6 | 5562.6 | 5562.6 | 5562.6 | 5562.6 | 5562.6 | 5562.6 | 5562.6
Annual Energy Production (kWh/kW) | Biopower - Dedicated | Moderate | Annual Energy Production (kWh/kW) ¦ Biopower - Dedicated ¦ Moderate | 5562.6 | 5562.6 | 5562.6 | 5562.6 | 5562.6 | 5562.6 | 5562.6 | 5562.6 | 5562.6 | 5562.6 | 5562.6 | 5562.6 | 5562.6 | 5562.6 | 5562.6 | 5562.6 | 5562.6 | 5562.6 | 5562.6 | 5562.6 | 5562.6 | 5562.6 | 5562.6 | 5562.6 | 5562.6 | 5562.6 | 5562.6 | 5562.6 | 5562.6 | 5562.6 | 5562.6
Annual Energy Production (kWh/kW) | Biopower - Dedicated | Conservative | Annual Energy Production (kWh/kW) ¦ Biopower - Dedicated ¦ Conservative | 5562.6 | 5562.6 | 5562.6 | 5562.6 | 5562.6 | 5562.6 | 5562.6 | 5562.6 | 5562.6 | 5562.6 | 5562.6 | 5562.6 | 5562.6 | 5562.6 | 5562.6 | 5562.6 | 5562.6 | 5562.6 | 5562.6 | 5562.6 | 5562.6 | 5562.6 | 5562.6 | 5562.6 | 5562.6 | 5562.6 | 5562.6 | 5562.6 | 5562.6 | 5562.6 | 5562.6
Heat Rate (MMBtu/MWh) | Biopower - Dedicated | Advanced | Heat Rate (MMBtu/MWh) ¦ Biopower - Dedicated ¦ Advanced | 13.5 | 13.5 | 13.5 | 13.5 | 13.5 | 13.5 | 13.5 | 13.5 | 13.5 | 13.5 | 13.5 | 13.5 | 13.5 | 13.5 | 13.5 | 13.5 | 13.5 | 13.5 | 13.5 | 13.5 | 13.5 | 13.5 | 13.5 | 13.5 | 13.5 | 13.5 | 13.5 | 13.5 | 13.5 | 13.5 | 13.5
Heat Rate (MMBtu/MWh) | Biopower - Dedicated | Moderate | Heat Rate (MMBtu/MWh) ¦ Biopower - Dedicated ¦ Moderate | 13.5 | 13.5 | 13.5 | 13.5 | 13.5 | 13.5 | 13.5 | 13.5 | 13.5 | 13.5 | 13.5 | 13.5 | 13.5 | 13.5 | 13.5 | 13.5 | 13.5 | 13.5 | 13.5 | 13.5 | 13.5 | 13.5 | 13.5 | 13.5 | 13.5 | 13.5 | 13.5 | 13.5 | 13.5 | 13.5 | 13.5
Heat Rate (MMBtu/MWh) | Biopower - Dedicated | Conservative | Heat Rate (MMBtu/MWh) ¦ Biopower - Dedicated ¦ Conservative | 13.5 | 13.5 | 13.5 | 13.5 | 13.5 | 13.5 | 13.5 | 13.5 | 13.5 | 13.5 | 13.5 | 13.5 | 13.5 | 13.5 | 13.5 | 13.5 | 13.5 | 13.5 | 13.5 | 13.5 | 13.5 | 13.5 | 13.5 | 13.5 | 13.5 | 13.5 | 13.5 | 13.5 | 13.5 | 13.5 | 13.5
CAPEX ($/kW) | Biopower - Dedicated | Advanced | CAPEX ($/kW) ¦ Biopower - Dedicated ¦ Advanced | 4416.1587 | 4388.1768 | 4360.195 | 4332.2132 | 4304.5137 | 4276.2086 | 4258.3489 | 4240.3818 | 4222.3099 | 4204.1304 | 4185.8438 | 4157.8281 | 4129.8125 | 4101.7999 | 4073.7819 | 4045.7676 | 4017.7526 | 3989.74 | 3961.7249 | 3933.7105 | 3905.6967 | 3877.6789 | 3849.6642 | 3821.6493 | 3793.6352 | 3765.6236 | 3737.6085 | 3709.5933 | 3681.5768 | 3653.5623 | 3625.5477
CAPEX ($/kW) | Biopower - Dedicated | Moderate | CAPEX ($/kW) ¦ Biopower - Dedicated ¦ Moderate | 4416.1587 | 4388.1768 | 4360.195 | 4332.2132 | 4304.5137 | 4276.2086 | 4258.3489 | 4240.3818 | 4222.3099 | 4204.1304 | 4185.8438 | 4157.8281 | 4129.8125 | 4101.7999 | 4073.7819 | 4045.7676 | 4017.7526 | 3989.74 | 3961.7249 | 3933.7105 | 3905.6967 | 3877.6789 | 3849.6642 | 3821.6493 | 3793.6352 | 3765.6236 | 3737.6085 | 3709.5933 | 3681.5768 | 3653.5623 | 3625.5477
CAPEX ($/kW) | Biopower - Dedicated | Conservative | CAPEX ($/kW) ¦ Biopower - Dedicated ¦ Conservative | 4416.1587 | 4388.1768 | 4360.195 | 4332.2132 | 4304.5137 | 4276.2086 | 4258.3489 | 4240.3818 | 4222.3099 | 4204.1304 | 4185.8438 | 4157.8281 | 4129.8125 | 4101.7999 | 4073.7819 | 4045.7676 | 4017.7526 | 3989.74 | 3961.7249 | 3933.7105 | 3905.6967 | 3877.6789 | 3849.6642 | 3821.6493 | 3793.6352 | 3765.6236 | 3737.6085 | 3709.5933 | 3681.5768 | 3653.5623 | 3625.5477
Construction Financing Cost ($/kW) | Biopower - Dedicated | Advanced | Construction Financing Cost ($/kW) ¦ Biopower - Dedicated ¦ Advanced | 332.7459 | 330.6376 | 328.5292 | 326.4209 | 324.3338 | 322.2011 | 329.9458 | 337.5849 | 345.1182 | 352.5451 | 359.8652 | 357.4566 | 355.0481 | 352.6398 | 350.231 | 347.8226 | 345.4141 | 343.0058 | 340.5973 | 338.1888 | 335.7804 | 333.3717 | 330.9632 | 328.5547 | 326.1463 | 323.738 | 321.3295 | 318.921 | 316.5124 | 314.1039 | 311.6954
Construction Financing Cost ($/kW) | Biopower - Dedicated | Moderate | Construction Financing Cost ($/kW) ¦ Biopower - Dedicated ¦ Moderate | 332.7459 | 330.6376 | 328.5292 | 326.4209 | 324.3338 | 322.2011 | 329.9458 | 337.5849 | 345.1182 | 352.5451 | 359.8652 | 357.4566 | 355.0481 | 352.6398 | 350.231 | 347.8226 | 345.4141 | 343.0058 | 340.5973 | 338.1888 | 335.7804 | 333.3717 | 330.9632 | 328.5547 | 326.1463 | 323.738 | 321.3295 | 318.921 | 316.5124 | 314.1039 | 311.6954
Construction Financing Cost ($/kW) | Biopower - Dedicated | Conservative | Construction Financing Cost ($/kW) ¦ Biopower - Dedicated ¦ Conservative | 332.7459 | 330.6376 | 328.5292 | 326.4209 | 324.3338 | 322.2011 | 329.9458 | 337.5849 | 345.1182 | 352.5451 | 359.8652 | 357.4566 | 355.0481 | 352.6398 | 350.231 | 347.8226 | 345.4141 | 343.0058 | 340.5973 | 338.1888 | 335.7804 | 333.3717 | 330.9632 | 328.5547 | 326.1463 | 323.738 | 321.3295 | 318.921 | 316.5124 | 314.1039 | 311.6954
Overnight Capital Cost ($/kW) | Biopower - Dedicated | Advanced | Overnight Capital Cost ($/kW) ¦ Biopower - Dedicated ¦ Advanced | 4083.4127 | 4057.5393 | 4031.6658 | 4005.7923 | 3980.1799 | 3954.0076 | 3928.4031 | 3902.7968 | 3877.1917 | 3851.5853 | 3825.9786 | 3800.3715 | 3774.7644 | 3749.1601 | 3723.5509 | 3697.945 | 3672.3386 | 3646.7342 | 3621.1277 | 3595.5217 | 3569.9163 | 3544.3073 | 3518.701 | 3493.0946 | 3467.489 | 3441.8856 | 3416.279 | 3390.6723 | 3365.0644 | 3339.4584 | 3313.8523
Overnight Capital Cost ($/kW) | Biopower - Dedicated | Moderate | Overnight Capital Cost ($/kW) ¦ Biopower - Dedicated ¦ Moderate | 4083.4127 | 4057.5393 | 4031.6658 | 4005.7923 | 3980.1799 | 3954.0076 | 3928.4031 | 3902.7968 | 3877.1917 | 3851.5853 | 3825.9786 | 3800.3715 | 3774.7644 | 3749.1601 | 3723.5509 | 3697.945 | 3672.3386 | 3646.7342 | 3621.1277 | 3595.5217 | 3569.9163 | 3544.3073 | 3518.701 | 3493.0946 | 3467.489 | 3441.8856 | 3416.279 | 3390.6723 | 3365.0644 | 3339.4584 | 3313.8523
Overnight Capital Cost ($/kW) | Biopower - Dedicated | Conservative | Overnight Capital Cost ($/kW) ¦ Biopower - Dedicated ¦ Conservative | 4083.4127 | 4057.5393 | 4031.6658 | 4005.7923 | 3980.1799 | 3954.0076 | 3928.4031 | 3902.7968 | 3877.1917 | 3851.5853 | 3825.9786 | 3800.3715 | 3774.7644 | 3749.1601 | 3723.5509 | 3697.945 | 3672.3386 | 3646.7342 | 3621.1277 | 3595.5217 | 3569.9163 | 3544.3073 | 3518.701 | 3493.0946 | 3467.489 | 3441.8856 | 3416.279 | 3390.6723 | 3365.0644 | 3339.4584 | 3313.8523
Fixed Operation and Maintenance Expenses ($/kW-yr) | Biopower - Dedicated | Advanced | Fixed Operation and Maintenance Expenses ($/kW-yr) ¦ Biopower - Dedicated ¦ Advanced | 150.85 | 150.85 | 150.85 | 150.85 | 150.85 | 150.85 | 150.85 | 150.85 | 150.85 | 150.85 | 150.85 | 150.85 | 150.85 | 150.85 | 150.85 | 150.85 | 150.85 | 150.85 | 150.85 | 150.85 | 150.85 | 150.85 | 150.85 | 150.85 | 150.85 | 150.85 | 150.85 | 150.85 | 150.85 | 150.85 | 150.85
Fixed Operation and Maintenance Expenses ($/kW-yr) | Biopower - Dedicated | Moderate | Fixed Operation and Maintenance Expenses ($/kW-yr) ¦ Biopower - Dedicated ¦ Moderate | 150.85 | 150.85 | 150.85 | 150.85 | 150.85 | 150.85 | 150.85 | 150.85 | 150.85 | 150.85 | 150.85 | 150.85 | 150.85 | 150.85 | 150.85 | 150.85 | 150.85 | 150.85 | 150.85 | 150.85 | 150.85 | 150.85 | 150.85 | 150.85 | 150.85 | 150.85 | 150.85 | 150.85 | 150.85 | 150.85 | 150.85
Fixed Operation and Maintenance Expenses ($/kW-yr) | Biopower - Dedicated | Conservative | Fixed Operation and Maintenance Expenses ($/kW-yr) ¦ Biopower - Dedicated ¦ Conservative | 150.85 | 150.85 | 150.85 | 150.85 | 150.85 | 150.85 | 150.85 | 150.85 | 150.85 | 150.85 | 150.85 | 150.85 | 150.85 | 150.85 | 150.85 | 150.85 | 150.85 | 150.85 | 150.85 | 150.85 | 150.85 | 150.85 | 150.85 | 150.85 | 150.85 | 150.85 | 150.85 | 150.85 | 150.85 | 150.85 | 150.85
Variable Operation and Maintenance Expenses ($/MWh) | Biopower - Dedicated | Advanced | Variable Operation and Maintenance Expenses ($/MWh) ¦ Biopower - Dedicated ¦ Advanced | 5.8 | 5.8 | 5.8 | 5.8 | 5.8 | 5.8 | 5.8 | 5.8 | 5.8 | 5.8 | 5.8 | 5.8 | 5.8 | 5.8 | 5.8 | 5.8 | 5.8 | 5.8 | 5.8 | 5.8 | 5.8 | 5.8 | 5.8 | 5.8 | 5.8 | 5.8 | 5.8 | 5.8 | 5.8 | 5.8 | 5.8
Variable Operation and Maintenance Expenses ($/MWh) | Biopower - Dedicated | Moderate | Variable Operation and Maintenance Expenses ($/MWh) ¦ Biopower - Dedicated ¦ Moderate | 5.8 | 5.8 | 5.8 | 5.8 | 5.8 | 5.8 | 5.8 | 5.8 | 5.8 | 5.8 | 5.8 | 5.8 | 5.8 | 5.8 | 5.8 | 5.8 | 5.8 | 5.8 | 5.8 | 5.8 | 5.8 | 5.8 | 5.8 | 5.8 | 5.8 | 5.8 | 5.8 | 5.8 | 5.8 | 5.8 | 5.8
Variable Operation and Maintenance Expenses ($/MWh) | Biopower - Dedicated | Conservative | Variable Operation and Maintenance Expenses ($/MWh) ¦ Biopower - Dedicated ¦ Conservative | 5.8 | 5.8 | 5.8 | 5.8 | 5.8 | 5.8 | 5.8 | 5.8 | 5.8 | 5.8 | 5.8 | 5.8 | 5.8 | 5.8 | 5.8 | 5.8 | 5.8 | 5.8 | 5.8 | 5.8 | 5.8 | 5.8 | 5.8 | 5.8 | 5.8 | 5.8 | 5.8 | 5.8 | 5.8 | 5.8 | 5.8
Fuel Costs ($/MMBtu) | Biopower - Dedicated | Advanced | Fuel Costs ($/MMBtu) ¦ Biopower - Dedicated ¦ Advanced | 5 | 5 | 5 | 5 | 5 | 5 | 5 | 5 | 5 | 5 | 5 | 5 | 5 | 5 | 5 | 5 | 5 | 5 | 5 | 5 | 5 | 5 | 5 | 5 | 5 | 5 | 5 | 5 | 5 | 5 | 5
Fuel Costs ($/MMBtu) | Biopower - Dedicated | Moderate | Fuel Costs ($/MMBtu) ¦ Biopower - Dedicated ¦ Moderate | 5 | 5 | 5 | 5 | 5 | 5 | 5 | 5 | 5 | 5 | 5 | 5 | 5 | 5 | 5 | 5 | 5 | 5 | 5 | 5 | 5 | 5 | 5 | 5 | 5 | 5 | 5 | 5 | 5 | 5 | 5
Fuel Costs ($/MMBtu) | Biopower - Dedicated | Conservative | Fuel Costs ($/MMBtu) ¦ Biopower - Dedicated ¦ Conservative | 5 | 5 | 5 | 5 | 5 | 5 | 5 | 5 | 5 | 5 | 5 | 5 | 5 | 5 | 5 | 5 | 5 | 5 | 5 | 5 | 5 | 5 | 5 | 5 | 5 | 5 | 5 | 5 | 5 | 5 | 5
Fuel Costs ($/MWh) | Biopower - Dedicated | Advanced | Fuel Costs ($/MWh) ¦ Biopower - Dedicated ¦ Advanced | 67.5 | 67.5 | 67.5 | 67.5 | 67.5 | 67.5 | 67.5 | 67.5 | 67.5 | 67.5 | 67.5 | 67.5 | 67.5 | 67.5 | 67.5 | 67.5 | 67.5 | 67.5 | 67.5 | 67.5 | 67.5 | 67.5 | 67.5 | 67.5 | 67.5 | 67.5 | 67.5 | 67.5 | 67.5 | 67.5 | 67.5
Fuel Costs ($/MWh) | Biopower - Dedicated | Moderate | Fuel Costs ($/MWh) ¦ Biopower - Dedicated ¦ Moderate | 67.5 | 67.5 | 67.5 | 67.5 | 67.5 | 67.5 | 67.5 | 67.5 | 67.5 | 67.5 | 67.5 | 67.5 | 67.5 | 67.5 | 67.5 | 67.5 | 67.5 | 67.5 | 67.5 | 67.5 | 67.5 | 67.5 | 67.5 | 67.5 | 67.5 | 67.5 | 67.5 | 67.5 | 67.5 | 67.5 | 67.5
Fuel Costs ($/MWh) | Biopower - Dedicated | Conservative | Fuel Costs ($/MWh) ¦ Biopower - Dedicated ¦ Conservative | 67.5 | 67.5 | 67.5 | 67.5 | 67.5 | 67.5 | 67.5 | 67.5 | 67.5 | 67.5 | 67.5 | 67.5 | 67.5 | 67.5 | 67.5 | 67.5 | 67.5 | 67.5 | 67.5 | 67.5 | 67.5 | 67.5 | 67.5 | 67.5 | 67.5 | 67.5 | 67.5 | 67.5 | 67.5 | 67.5 | 67.5
Grid Connection Costs (GCC) ($/kW) | Biopower - Dedicated | Advanced | Grid Connection Costs (GCC) ($/kW) ¦ Biopower - Dedicated ¦ Advanced | 0 | 0 | 0 | 0 | 0 | 0 | 0 | 0 | 0 | 0 | 0 | 0 | 0 | 0 | 0 | 0 | 0 | 0 | 0 | 0 | 0 | 0 | 0 | 0 | 0 | 0 | 0 | 0 | 0 | 0 | 0
Grid Connection Costs (GCC) ($/kW) | Biopower - Dedicated | Moderate | Grid Connection Costs (GCC) ($/kW) ¦ Biopower - Dedicated ¦ Moderate | 0 | 0 | 0 | 0 | 0 | 0 | 0 | 0 | 0 | 0 | 0 | 0 | 0 | 0 | 0 | 0 | 0 | 0 | 0 | 0 | 0 | 0 | 0 | 0 | 0 | 0 | 0 | 0 | 0 | 0 | 0
Grid Connection Costs (GCC) ($/kW) | Biopower - Dedicated | Conservative | Grid Connection Costs (GCC) ($/kW) ¦ Biopower - Dedicated ¦ Conservative | 0 | 0 | 0 | 0 | 0 | 0 | 0 | 0 | 0 | 0 | 0 | 0 | 0 | 0 | 0 | 0 | 0 | 0 | 0 | 0 | 0 | 0 | 0 | 0 | 0 | 0 | 0 | 0 | 0 | 0 | 0
Levelized Cost of Energy ($/MWh) | Biopower - Dedicated | Advanced | Levelized Cost of Energy ($/MWh) ¦ Biopower - Dedicated ¦ Advanced | 135.6544 | 135.4311 | 135.2078 | 134.9846 | 134.7636 | 134.5377 | 134.5135 | 134.5107 | 134.5292 | 134.5687 | 134.6291 | 134.4001 | 134.1712 | 133.9422 | 133.7132 | 133.4843 | 133.2553 | 133.0264 | 132.7974 | 132.5684 | 132.3395 | 132.1105 | 131.8815 | 131.6526 | 131.4236 | 131.1947 | 130.9657 | 130.7368 | 130.5078 | 130.2788 | 130.0499
Levelized Cost of Energy ($/MWh) | Biopower - Dedicated | Moderate | Levelized Cost of Energy ($/MWh) ¦ Biopower - Dedicated ¦ Moderate | 135.6544 | 135.4311 | 135.2078 | 134.9846 | 134.7636 | 134.5377 | 134.5135 | 134.5107 | 134.5292 | 134.5687 | 134.6291 | 134.4001 | 134.1712 | 133.9422 | 133.7132 | 133.4843 | 133.2553 | 133.0264 | 132.7974 | 132.5684 | 132.3395 | 132.1105 | 131.8815 | 131.6526 | 131.4236 | 131.1947 | 130.9657 | 130.7368 | 130.5078 | 130.2788 | 130.0499
Levelized Cost of Energy ($/MWh) | Biopower - Dedicated | Conservative | Levelized Cost of Energy ($/MWh) ¦ Biopower - Dedicated ¦ Conservative | 135.6544 | 135.4311 | 135.2078 | 134.9846 | 134.7636 | 134.5377 | 134.5135 | 134.5107 | 134.5292 | 134.5687 | 134.6291 | 134.4001 | 134.1712 | 133.9422 | 133.7132 | 133.4843 | 133.2553 | 133.0264 | 132.7974 | 132.5684 | 132.3395 | 132.1105 | 131.8815 | 131.6526 | 131.4236 | 131.1947 | 130.9657 | 130.7368 | 130.5078 | 130.2788 | 130.0499